## Explanatory notes
Decision: Code amendment decision, with reference number ACM/UIT/506830. Document: Appendix B.5 Tariff model
Explanatory notes
This document contains the tariff model within the meaning of part B.5 of the appendix of the code amendment decision, with reference number ACM/UIT/506830. This document contains the tariff model within the meaning of article 30, paragraph 2, sub b of NC-TAR.
Legend
Input/parameter
Estimated input/parameter
The information is imported from another sheet
Calculation
(Intermediate) result
Abbreviations:
TT: "Transporttaak", which means 'transport task'
BT: "Balanceertaak", which means 'balancing task'
BAT: "Bestaande aansluitingtaak", which means 'existing connections task'
AT: "Aansluittaak", which means 'new connections task'
KC: "Kwaliteitsconversietaak", which means 'quality conversion task'
Explanation regarding the use of the document
Article 30, paragraph 2, sub b, of NC-TAR states that ACM must publish at least a simplified tariff model, which is updated regularly, accompanied by the explanation of how to use it, enabling network users to calculate the transmission tariffs applicable for the prevailing tariff period and to estimate their possible evolution beyond the current tariff period. By publishing this document, ACM meets the requirement of the aforementioned article. In this document, ACM applies the proposed reference price methodology. ACM applies the proposed reference price methodology initially for the tariff year 2018. This provides network users with insight into the effect of the proposed reference price methodology. In this model, ACM uses the forecasted contracted capacity as used in the tariff decision of 2018. Because of the introduction of multipliers and seasonal factors, the forecasted contracted capacity may differ from the used forecasted contracted capacity. This model does not take into account this effect. ACM also calculated the reference prices for the remaining years of the regulatory period, which are the years 2019-2021. In 2020, the new reference price methodology will be applied for the first time. Therefore, this model provides insights into the reference prices of 2020. In order to calculate the reference prices of the years 2019-2021, ACM has to make estimations about certain parameters. These parameters are: (i) the development of the CPI, (ii) the level of the corrections to the allowed revenue, and (iii) the trend of the forecasted contracted capacity. The estimated values on the worksheet "Parameters" are marked in green cells with a red font. Network users can form an opinion on the trend of these parameters, and can use this tariff model to calculate the effects of these trends on the tariffs, by changing the values in the green cells with a red font. In addition to the reference prices, ACM calculates the reserve prices for interconnection points and the payable prices for domestic entry-and exit points for the respective capacity products. To this end, ACM applies the multipliers and the seasonal factors to the reference prices according to article 14 and 15 of NC-TAR. Furthermore, ACM also applies ex-ante discounts to get to te price of the interruptible products. Finally, in this document ACM meets the requirement of article 30, paragraph 2, sub a) to compare the tariffs to those of previous years. ACM compares the tariffs of 2019 to the tariffs of 2020.
- In the worksheet "Parameters", the parameters used by ACM to calculate the tariff are listed. The green cells with red font are estimated values, which can be changed by network users. - In the worksheet "RPM", ACM applies the reference price methodology including the adjusments, as stated in the changed tariff code Gas. - In the worksheets "P_EN_" and "P_EX_", ACM shows the estimated reference prices and the reserve prices for all short-term products for each entry and exit point for the years 2018-2021. - In the worksheet "Tariffs 2019", ACM imports the tariffs for 2019. - In the worksheet "Comparison 2019-2020", the difference between the tariffs for 2019 and the tariffs for 2020 is shown.

## Parameters
Decision: Code amendment decision, with reference number ACM/UIT/506830. Document: Appendix B.5 Tariff model
Parameters
In this worksheet, ACM shows the parameters for the calculation of the tariffs.
Parameter 1: Allowed revenue
1+CPI
1+CPI 2020 (estimation) |  | 1.012 | [5 empty] | Source: x-factor decision GTS 2017-2021
1+CPI 2021 (estimation) |  | 1.012 | [5 empty] | Source: x-factor decision GTS 2017-2021
X-factor |  | TT | BT | BAT | AT | KC
X-factor for each task 2017-2021 | % | 4.95% | 4.16% | 5.39% | -3.53% | 1.7% |  | Source: x-factor decision GTS 2017-2021
Total revenue for each task excluding corrections |  | TT | BT | BAT | AT | KC
Total revenue for each task excluding corrections 2018 | EUR, pl 2018 | 749493548.8414 | 29143703.4264 | 40433720.5388 | 569618.4446 | 94817002.3437 |  | Source: Tariff decision GTS 2018, Appendix 2 model tariffs GTS 2018, worksheet "Totale inkomsten", row 19.
Total revenue for each task excluding corrections 2019 | EUR, pl 2019 | 721387540.7598 | 28281049.805 | 38739547.6482 | 596561.397 | 94342917.332 |  | Source: Tariff decision GTS 2018, Appendix 2 model tariffs GTS 2018, worksheet "Totale inkomsten", row 19.
Total revenue for each task excluding corrections 2020 | EUR, pl 2020 | 694335507.9813 | 27443930.7308 | 37116360.6018 | 624778.7511 | 93871202.7453
Total revenue for each task excluding corrections 2021 | EUR, pl 2021 | 668297926.432 | 26631590.3812 | 35561185.0926 | 654330.786 | 93401846.7316
Corrections |  | TT | BT | BAT | AT | KC
Correction non-regular expansion investments 2018 | EUR, pl 2018 | 551459.855 | 20864.4315 |  | 0 | 126717.5845 |  | Source: Tariff decision GTS 2018, Appendix 2 model tariffs GTS 2018, worksheet "Controle", row 18
Correction revenue reconcilation 2018 | EUR, pl 2018 | -18461787.9447 | -642271.8455 | 4843626.1553 | 45929.6006 | -574715.1143 |  | Source: Tariff decision GTS 2018, Appendix 2 model tariffs GTS 2018, worksheet "Controle", row 19
Correction oversubscription and buy-back 2018 | EUR, pl 2018 | -3618270.4771 | [5 empty] | Source: Tariff decision GTS 2018, Appendix 2 model tariffs GTS 2018, worksheet "Controle", row 20
Correction auction premium 2018 | EUR, pl 2018 | -256215.108 | [5 empty] | Source: Tariff decision GTS 2018, Appendix 2 model tariffs GTS 2018, worksheet "Controle", row 21
Correction energy costs 2018 | EUR, pl 2018 | -18483163.5825 | -667335.2278 | -1071780.8204 |  | 13066759.6706 |  | Source: Tariff decision GTS 2018, Appendix 2 model tariffs GTS 2018, worksheet "Controle", row 22
Correction balancing revenues 2018 | EUR, pl 2018 |  | -765255.925 |  |  |  |  | Source: Tariff decision GTS 2018, Appendix 2 model tariffs GTS 2018, worksheet "Controle", row 23
Correction incidental corrections 2018 | EUR, pl 2018 | -2573191.8724 | 4719.7532 | 0 | 0 | 0 |  | Source: Tariff decision GTS 2018, Appendix 2 model tariffs GTS 2018, worksheet "Controle", row 24
Correction non-regular expansion investments 2019 | EUR, pl 2019 | 363937.964 | 13921.1243 |  | 0 | 192414.9456 |  | Source: Tariff decision GTS 2018, Appendix 2 model tariffs GTS 2018, worksheet "Controle", row 18
Correction revenue reconciliation 2019 | EUR, pl 2019 | -11847039.3787 | -1744446.959 | -491702.3842 | -73240.7162 | -4215263.2634 |  | Source: Tariff decision GTS 2018, Appendix 2 model tariffs GTS 2018, worksheet "Controle", row 19
Correction oversubscription and buy-back 2019 | EUR, pl 2019 | -1330245.4169 | [5 empty] | Source: Tariff decision GTS 2018, Appendix 2 model tariffs GTS 2018, worksheet "Controle", row 20
Correction auction premium 2019 | EUR, pl 2019 | -141046.3184 | [5 empty] | Source: Tariff decision GTS 2018, Appendix 2 model tariffs GTS 2018, worksheet "Controle", row 21
Correction energy costs 2019 | EUR, pl 2019 |  |  |  |  | 6161727.8652 |  | Source: Tariff decision GTS 2018, Appendix 2 model tariffs GTS 2018, worksheet "Controle", row 22
Correction settlement regarding administrative imbalance 2019 | EUR, pl 2019 | 7730609.8422 | [5 empty] | Source: Tariff decision GTS 2018, Appendix 2 model tariffs GTS 2018, worksheet "Controle", row 23
Correction incidental corrections 2019 | EUR, pl 2019 | 119628.1357 | 4575.9396 | 0 | 0 | 0
Correction non-regular expansion investments 2020 | EUR, pl 2020 | 0 | 0 |  | 0 | 0
Correction revenue reconciliation 2020 | EUR, pl 2020 | 0 | 0 | 0 | 0 | 0
Correction oversubscription and buy-back 2020 | EUR, pl 2020 | 0
Correction auction premium 2020 | EUR, pl 2020 | 0
Correction energy costs 2020 | EUR, pl 2020 |  |  |  |  | 0
Correction settlement regarding administrative imbalance 2020 | EUR, pl 2020 | 0
Correction incidental corrections 2020 | EUR, pl 2020 | 0 | 0 | 0 | 0 | 0
Correction non-regular expansion investments 2021 | EUR, pl 2021 | 0 | 0 |  | 0 | 0
Correction revenue reconciliation 2021 | EUR, pl 2021 | 0 | 0 | 0 | 0 | 0
Correction oversubscription and buy-back 2021 | EUR, pl 2021 | 0
Correction auction premium 2021 | EUR, pl 2021 | 0
Correction energy costs 2021 | EUR, pl 2021 |  |  |  |  | 0
Correction settlement regarding administrative imbalance 2021 | EUR, pl 2021 | 0
Correction incidental corrections 2021 | EUR, pl 2021 | 0 | 0 | 0 | 0 | 0
Total revenue including corrections |  | TT | BT | BAT | AT | KC
Total revenue for each task including corrections 2018 | EUR, pl 2018 | 706652379.7116 | 27094424.6128 | 44205565.8737 | 615548.0451 | 107435764.4845
Total revenue for each task including corrections 2019 | EUR, pl 2019 | 716283385.5877 | 26555099.91 | 38247845.264 | 523320.6808 | 96481796.8794
Total revenue for each task including corrections 2020 | EUR, pl 2020 | 694335507.9813 | 27443930.7308 | 37116360.6018 | 624778.7511 | 93871202.7453
Total revenue for each task including corrections 2021 | EUR, pl 2021 | 668297926.432 | 26631590.3812 | 35561185.0926 | 654330.786 | 93401846.7316
Allowed revenue
Allowed revenue 2018 | EUR, pl 2018 | 886003682.7278
Allowed revenue 2019 | EUR, pl 2019 | 878091448.3219
Allowed revenue 2020 | EUR, pl 2020 | 853391780.8103
Allowed revenue 2021 | EUR, pl 2021 | 824546879.4233
Parameter 2: Forecasted contracted capacity
|  | Entry capacity | Exit capacity
Forecasted contracted capacity 2018 | kWh/hour/year | 286225705.0017 | 319229124.5683 |  | Source: Tariff decision 2018, Appendix 2 calculation model, worksheet "Volumina"
Forecasted contracted capacity 2019 | kWh/hour/year | 283420115.1107 | 307040777.521 |  | Source: Tariff decision 2019, Appendix 2 calculation model, worksheet "Volumina"
Forecasted contracted capacity 2020 | kWh/hour/year | 286225367.2496 | 319228942.0253
Forecasted contracted capacity 2021 | kWh/hour/year | 286225367.2496 | 319228942.0253
Forecasted contracted capacity 2018 gas storages | kWh/hour/year | 137137066.6044 | 43970552.4368 |  | Source: Tariff decision 2018, Appendix 2 calculation model, worksheet "Volumina"
Forecasted contracted capacity 2019 gas storages | kWh/hour/year | 123634854.3166 | 45200419.6332 |  | Source: Tariff decision 2019, Appendix 2 calculation model, worksheet "Volumina"
Forecasted contracted capacity 2020 gas storages | kWh/hour/year | 137137066.6044 | 43970552.4368
Forecasted contracted capacity 2021 gas storages | kWh/hour/year | 137137066.6044 | 43970552.4368
Parameter 3: Entry-exit split
Share of allowed revenue from entry tariffs | % | 40% |  |  | Source: Code amendment decision, with reference number ACM/UIT/506830
Share of allowed revenue from exit tariffs | % | 60%
Parameter 4: Gas storage discount
Gas storage discount | % | 60% |  |  | Source: Code amendment decision, with reference number ACM/UIT/506830
Parameter 5: Multipliers
Multiplier quarterly capacity product | factor | 1.25 |  |  | Source: Code amendment decision, with reference number ACM/UIT/506830
Multiplier monthly capacity product | factor | 1.5 |  |  | Source: Code amendment decision, with reference number ACM/UIT/506830
Multiplier daily capacity product | factor | 1.75 |  |  | Source: Code amendment decision, with reference number ACM/UIT/506830
Multiplier within-day capacity product | factor | 1.75 |  |  | Source: Code amendment decision, with reference number ACM/UIT/506830
Parameter 6: Seasonal factors
|  | Jan | Feb | March | Apr | May | Jun | Jul | Aug | Sep | Oct | Nov | Dec
Seasonal factors monthly capacity product | factor | 1.785 | 1.667 | 1.207 | 0.859 | 0.676 | 0.6 | 0.555 | 0.528 | 0.574 | 0.745 | 1.207 | 1.595 | Source: Code amendment decision, with reference number ACM/UIT/506830
Seasonal factors daily capacity product | factor | 1.877 | 1.753 | 1.269 | 0.903 | 0.711 | 0.631 | 0.583 | 0.555 | 0.604 | 0.784 | 1.269 | 1.677 | Source: Code amendment decision, with reference number ACM/UIT/506830
Seasonal factors within-day capacity product | factor | 1.877 | 1.753 | 1.269 | 0.903 | 0.711 | 0.631 | 0.583 | 0.555 | 0.604 | 0.784 | 1.269 | 1.677 | Source: Code amendment decision, with reference number ACM/UIT/506830
|  | Q1 | Q2 | Q3 | Q4
Seasonal factors quarterly capacity product | factor | Jan: 1.553; Feb: 0.712; March: 0.552; Apr: 1.183 | Source: Code amendment decision, with reference number ACM/UIT/506830
Parameter 7: Number of days/hours per capacity product | bar: Jan; March
|  | Jan | Feb | March | Apr | May | Jun | Jul | Aug | Sep | Oct | Nov | Dec
Number of days per month 2018 | # | 31 | 28 | 31 | 30 | 31 | 30 | 31 | 31 | 30 | 31 | 30 | 31
Number of days per month 2019 | # | 31 | 28 | 31 | 30 | 31 | 30 | 31 | 31 | 30 | 31 | 30 | 31
Number of days per month 2020 | # | 31 | 29 | 31 | 30 | 31 | 30 | 31 | 31 | 30 | 31 | 30 | 31
Number of days per month 2021 | # | 31 | 28 | 31 | 30 | 31 | 30 | 31 | 31 | 30 | 31 | 30 | 31
|  | Q1 | Q2 | Q3 | Q4
Number of days per quarter 2018 | # | Jan: 90; Feb: 91; March: 92; Apr: 92
Number of days per quarter 2019 | # | Jan: 90; Feb: 91; March: 92; Apr: 92
Number of days per quarter 2020 | # | Jan: 91; Feb: 91; March: 92; Apr: 92
Number of days per quarter 2021 | # | Jan: 90; Feb: 91; March: 92; Apr: 92
Number of days per year 2018 | # | Jan: 365
Number of days per year 2019 | # | Jan: 365
Number of days per year 2020 | # | Jan: 366
Number of days per year 2021 | # | Jan: 365
Number of hours per year 2018 | # | Jan: 8760
Number of hours per year 2019 | # | Jan: 8760
Number of hours per year 2020 | # | Jan: 8784
Number of hours per year 2021 | # | Jan: 8760
Parameter 8: Discount for interruptable capacity | bar: Jan; March
Discount for interruptable capacity | % | Jan: 0.01%; March: Source: Code amendment decision, with reference number ACM/UIT/506830

## RPM
Decision: Code amendment decision, with reference number ACM/UIT/506830. Document: Appendix B.5 Tariff model
Reference price methodology
In this worksheet, ACM applies the proposed reference price methodology. ACM first imports the relevant parmameters from the worksheet 'Parameters". Then, ACM calculates the reference prices before and the reference prices after adjustments.
Importing parameters |  | % | 2018 | 2019 | 2020 | 2021
Allowed revenue | EUR, pl jaar |  | 886003682.7278 | 878091448.3219 | 853391780.8103 | 824546879.4233
Forecasted contracted entry capacity | kWh/hour/year |  | 286225705.0017 | 283420115.1107 | 286225367.2496 | 286225367.2496
Forecasted contracted exit capacity | kWh/hour/year |  | 319229124.5683 | 307040777.521 | 319228942.0253 | 319228942.0253
Forecasted contracted entry capacity - gas storage | kWh/hour/year |  | 137137066.6044 | 123634854.3166 | 137137066.6044 | 137137066.6044
Forecasted contracted exit capacity - gas storage | kWh/hour/year |  | 43970552.4368 | 45200419.6332 | 43970552.4368 | 43970552.4368
Entry | % | 40%
Exit | % | 60%
Gas storage discount | % | 60%
Reference prices before adjustments
Reference prices entry before adjustments | EUR/kWh/hour/year, pl year |  | 1.2382 | 1.2393 | 1.1926 | 1.1523
Reference prices exit before adjustments | EUR/kWh/hour/year, pl year |  | 1.6653 | 1.7159 | 1.604 | 1.5498
Constant for rescaling
Loss of revenue from gas storage discount | EUR, pl year |  | 145814616.9784 | 138466800.4992 | 140447632.5693 | 135700459.9311
Factor for rescaling | constant |  | 1.197 | 1.1872 | 1.197 | 1.197
Reference prices after adjustments
Reference prices for entry after adjustments non-gas storage | EUR/kWh/hour/year, pl year |  | 1.4821 | 1.4713 | 1.4276 | 1.3793
Reference prices for exit after adjustments non-gas storage | EUR/kWh/hour/year, pl year |  | 1.9933 | 2.0372 | 1.92 | 1.8551
Reference prices for entry after adjustments gas storage | EUR/kWh/hour/year, pl year |  | 0.59284 | 0.58851 | 0.57102 | 0.55172
Reference prices for exit after adjustments gas storage | EUR/kWh/hour/year, pl year |  | 0.79733 | 0.81486 | 0.76798 | 0.74202

## P_EN
Decision: Code amendment decision, with reference number ACM/UIT/506830. Document: Appendix B.5 Tariff model
Yearly-, monthly-, daily- and within-day capacity prices for entry points
In this worksheet, ACM shows the reference prices after adjustments, as well as the quarterly-, monthly-, daily- and within-day capacity price for each month for the years 2018-2021. For interconnection points, this is the reserve price, and for domestic entry points, this is the payable price. The price is shown in EUR/kWh/hour/duration
Importing reference prices entry after adjusments
Reference price |  | 2018 | 2019 | 2020 | 2021
Reference prices for entry after adjustments non-gas storage | EUR/kWh/hour/year, pl year | 1.4821 | 1.4713 | 1.4276 | 1.3793
Reference prices for entry after adjustments gas storage | EUR/kWh/hour/year, pl year | 0.59284 | 0.58851 | 0.57102 | 0.55172
Importing the number of days/hours per capacity product
|  | Jan | Feb | March | Apr | May | Jun | Jul | Aug | Sep | Oct | Nov | Dec
Number of days per month 2018 | # | 31 | 28 | 31 | 30 | 31 | 30 | 31 | 31 | 30 | 31 | 30 | 31
Number of days per month 2019 | # | 31 | 28 | 31 | 30 | 31 | 30 | 31 | 31 | 30 | 31 | 30 | 31
Number of days per month 2020 | # | 31 | 29 | 31 | 30 | 31 | 30 | 31 | 31 | 30 | 31 | 30 | 31
Number of days per month 2021 | # | 31 | 28 | 31 | 30 | 31 | 30 | 31 | 31 | 30 | 31 | 30 | 31
|  | Q1 | Q2 | Q3 | Q4
Number of days per quarter 2018 | # | Jan: 90; Feb: 91; March: 92; Apr: 92
Number of days per quarter 2019 | # | Jan: 90; Feb: 91; March: 92; Apr: 92
Number of days per quarter 2020 | # | Jan: 91; Feb: 91; March: 92; Apr: 92
Number of days per quarter 2021 | # | Jan: 90; Feb: 91; March: 92; Apr: 92
Number of days per year 2018 | # | Jan: 365
Number of days per year 2019 | # | Jan: 365
Number of days per year 2020 | # | Jan: 366
Number of days per year 2021 | # | Jan: 365
Number of hours per year 2018 | # | Jan: 8760
Number of hours per year 2019 | # | Jan: 8760
Number of hours per year 2020 | # | Jan: 8784
Number of hours per year 2021 | # | Jan: 8760
Importing multipliers | bar: Jan to Apr
Multiplier quarterly capacity product | Factor | Jan: 1.25
Multiplier monthly capacity product | Factor | Jan: 1.5
Multiplier daily capacity product | Factor | Jan: 1.75
Multiplier within-day capacity product | Factor | Jan: 1.75
Importing seasonal factors | bar: Jan to Apr
|  | Jan | Feb | March | Apr | May | Jun | Jul | Aug | Sep | Oct | Nov | Dec
Seasonal factors monthly capacity product | Factor | 1.785 | 1.667 | 1.207 | 0.859 | 0.676 | 0.6 | 0.555 | 0.528 | 0.574 | 0.745 | 1.207 | 1.595
Seasonal factors daily capacity product | Factor | 1.877 | 1.753 | 1.269 | 0.903 | 0.711 | 0.631 | 0.583 | 0.555 | 0.604 | 0.784 | 1.269 | 1.677
Seasonal factors within-day capacity product | Factor | 1.877 | 1.753 | 1.269 | 0.903 | 0.711 | 0.631 | 0.583 | 0.555 | 0.604 | 0.784 | 1.269 | 1.677
|  | Q1 | Q2 | Q3 | Q4
Seasonal factors quarterly capacity product | Factor | Jan: 1.553; Feb: 0.712; March: 0.552; Apr: 1.183
Importing discount for interruptable capacity | bar: Jan to Apr
Discount for interruptable capacity | % | Jan: 0.01%
Prices for short-term products | bar: Jan to Apr
|  | Jan: 2018 | 2019 | [11 empty] | 2020 | [11 empty] | 2021
Quarterly products |  | Jan: Q1; Feb: Q2; March: Q3; Apr: Q4 | Q1 | Q2 | Q3 | Q4 | [8 empty] | Q1 | Q2 | Q3 | Q4 | [8 empty] | Q1 | Q2 | Q3 | Q4
Duration/year |  | Jan: 0.24658; Feb: 0.24932; March: 0.25205; Apr: 0.25205 | 0.24658 | 0.24932 | 0.25205 | 0.25205 | [8 empty] | 0.24863 | 0.24863 | 0.25137 | 0.25137 | [8 empty] | 0.24658 | 0.24932 | 0.25205 | 0.25205
Reference prices for entry after adjustments non-gas storage |  | Jan: 0.70943; Feb: 0.32887; March: 0.25776; Apr: 0.55242 | 0.70425 | 0.32646 | 0.25588 | 0.54839 | [8 empty] | 0.68903 | 0.3159 | 0.2476 | 0.53063 | [8 empty] | 0.66022 | 0.30605 | 0.23989 | 0.5141
Reference prices for entry after adjustments gas storage |  | Jan: 0.28377; Feb: 0.13155; March: 0.10311; Apr: 0.22097 | 0.2817 | 0.13059 | 0.10235 | 0.21935 | [8 empty] | 0.27561 | 0.12636 | 0.09904 | 0.21225 | [8 empty] | 0.26409 | 0.12242 | 0.095954 | 0.20564
|  | Jan | Feb | March | Apr | May | Jun | Jul | Aug | Sep | Oct | Nov | Dec | Jan | Feb | March | Apr | May | Jun | Jul | Aug | Sep | Oct | Nov | Dec | Jan | Feb | Mrt | Apr | Mei | Jun | Jul | Aug | Sep | Okt | Nov | Dec | Jan | Feb | March | Apr | May | Jun | Jul | Aug | Sep | Oct | Nov | Dec
Monthly products
Duration/year |  | 0.084699 | 0.076712 | 0.084932 | 0.082192 | 0.084932 | 0.082192 | 0.084932 | 0.084932 | 0.082192 | 0.084932 | 0.082192 | 0.084932 | 0.084932 | 0.076712 | 0.084932 | 0.082192 | 0.084932 | 0.082192 | 0.084932 | 0.084932 | 0.082192 | 0.084932 | 0.082192 | 0.084932 | 0.084699 | 0.079235 | 0.084699 | 0.081967 | 0.084699 | 0.081967 | 0.084699 | 0.084699 | 0.081967 | 0.084699 | 0.081967 | 0.084699 | 0.084932 | 0.076712 | 0.084932 | 0.082192 | 0.084932 | 0.082192 | 0.084932 | 0.084932 | 0.082192 | 0.084932 | 0.082192 | 0.084932
Reference prices for entry after adjustments non-gas storage |  | 0.33612 | 0.2843 | 0.2279 | 0.15696 | 0.12764 | 0.10964 | 0.10479 | 0.099695 | 0.10488 | 0.14067 | 0.22055 | 0.30116 | 0.33458 | 0.28222 | 0.22624 | 0.15582 | 0.12671 | 0.10883 | 0.10403 | 0.098967 | 0.10412 | 0.13964 | 0.21894 | 0.29896 | 0.32375 | 0.28284 | 0.21891 | 0.15077 | 0.12261 | 0.10531 | 0.10066 | 0.095763 | 0.10075 | 0.13512 | 0.21185 | 0.28928 | 0.31366 | 0.26458 | 0.21209 | 0.14607 | 0.11879 | 0.10203 | 0.097524 | 0.09278 | 0.097609 | 0.13091 | 0.20525 | 0.28027
Reference prices for entry after adjustments gas storage |  | 0.13445 | 0.11372 | 0.091161 | 0.062785 | 0.051056 | 0.043854 | 0.041917 | 0.039878 | 0.041954 | 0.056267 | 0.08822 | 0.12046 | 0.13383 | 0.11289 | 0.090495 | 0.062326 | 0.050683 | 0.043534 | 0.041611 | 0.039587 | 0.041648 | 0.055857 | 0.087576 | 0.11959 | 0.1295 | 0.11314 | 0.087565 | 0.060308 | 0.049042 | 0.042125 | 0.040264 | 0.038305 | 0.040299 | 0.054048 | 0.084741 | 0.11571 | 0.12546 | 0.10583 | 0.084837 | 0.05843 | 0.047515 | 0.040812 | 0.03901 | 0.037112 | 0.039044 | 0.052364 | 0.082101 | 0.11211
Day products |  | Jan | Feb | March | Apr | May | Jun | Jul | Aug | Sep | Oct | Nov | Dec | Jan | Feb | March | Apr | May | Jun | Jul | Aug | Sep | Oct | Nov | Dec | Jan | Feb | Mrt | Apr | Mei | Jun | Jul | Aug | Sep | Okt | Nov | Dec | Jan | Feb | March | Apr | May | Jun | Jul | Aug | Sep | Oct | Nov | Dec
Duration/year |  | 0.0027397 | 0.0027397 | 0.0027397 | 0.0027397 | 0.0027397 | 0.0027397 | 0.0027397 | 0.0027397 | 0.0027397 | 0.0027397 | 0.0027397 | 0.0027397 | 0.0027397 | 0.0027397 | 0.0027397 | 0.0027397 | 0.0027397 | 0.0027397 | 0.0027397 | 0.0027397 | 0.0027397 | 0.0027397 | 0.0027397 | 0.0027397 | 0.0027322 | 0.0027322 | 0.0027322 | 0.0027322 | 0.0027322 | 0.0027322 | 0.0027322 | 0.0027322 | 0.0027322 | 0.0027322 | 0.0027322 | 0.0027322 | 0.0027397 | 0.0027397 | 0.0027397 | 0.0027397 | 0.0027397 | 0.0027397 | 0.0027397 | 0.0027397 | 0.0027397 | 0.0027397 | 0.0027397 | 0.0027397
Reference prices for entry after adjustments non-gas storage |  | 0.013338 | 0.012457 | 0.0090175 | 0.0064167 | 0.0050524 | 0.0044839 | 0.0041428 | 0.0039438 | 0.004292 | 0.0055711 | 0.0090175 | 0.011917 | 0.013241 | 0.012366 | 0.0089517 | 0.0063699 | 0.0050155 | 0.0044511 | 0.0041125 | 0.003915 | 0.0042607 | 0.0055304 | 0.0089517 | 0.01183 | 0.012812 | 0.011966 | 0.0086619 | 0.0061637 | 0.0048531 | 0.004307 | 0.0039794 | 0.0037883 | 0.0041228 | 0.0053514 | 0.0086619 | 0.011447 | 0.012413 | 0.011593 | 0.008392 | 0.0059716 | 0.0047019 | 0.0041729 | 0.0038554 | 0.0036703 | 0.0039943 | 0.0051847 | 0.008392 | 0.01109
Reference prices for entry after adjustments gas storage |  | 0.0053352 | 0.0049827 | 0.003607 | 0.0025667 | 0.0020209 | 0.0017936 | 0.0016571 | 0.0015775 | 0.0017168 | 0.0022284 | 0.003607 | 0.0047667 | 0.0052962 | 0.0049463 | 0.0035807 | 0.0025479 | 0.0020062 | 0.0017805 | 0.001645 | 0.001566 | 0.0017043 | 0.0022122 | 0.0035807 | 0.0047319 | 0.0051248 | 0.0047862 | 0.0034647 | 0.0024655 | 0.0019412 | 0.0017228 | 0.0015918 | 0.0015153 | 0.0016491 | 0.0021406 | 0.0034647 | 0.0045787 | 0.0049651 | 0.0046371 | 0.0033568 | 0.0023887 | 0.0018808 | 0.0016691 | 0.0015422 | 0.0014681 | 0.0015977 | 0.0020739 | 0.0033568 | 0.0044361
Within-day capacity |  | Jan | Feb | March | Apr | May | Jun | Jul | Aug | Sep | Oct | Nov | Dec | Jan | Feb | March | Apr | May | Jun | Jul | Aug | Sep | Oct | Nov | Dec | Jan | Feb | Mrt | Apr | Mei | Jun | Jul | Aug | Sep | Okt | Nov | Dec | Jan | Feb | March | Apr | May | Jun | Jul | Aug | Sep | Oct | Nov | Dec
Duration/year |  | 0.00011416 | 0.00011416 | 0.00011416 | 0.00011416 | 0.00011416 | 0.00011416 | 0.00011416 | 0.00011416 | 0.00011416 | 0.00011416 | 0.00011416 | 0.00011416 | 0.00011416 | 0.00011416 | 0.00011416 | 0.00011416 | 0.00011416 | 0.00011416 | 0.00011416 | 0.00011416 | 0.00011416 | 0.00011416 | 0.00011416 | 0.00011416 | 0.00011384 | 0.00011384 | 0.00011384 | 0.00011384 | 0.00011384 | 0.00011384 | 0.00011384 | 0.00011384 | 0.00011384 | 0.00011384 | 0.00011384 | 0.00011384 | 0.00011416 | 0.00011416 | 0.00011416 | 0.00011416 | 0.00011416 | 0.00011416 | 0.00011416 | 0.00011416 | 0.00011416 | 0.00011416 | 0.00011416 | 0.00011416
Reference prices for entry after adjustments non-gas storage |  | 0.00055575 | 0.00051903 | 0.00037573 | 0.00026736 | 0.00021052 | 0.00018683 | 0.00017262 | 0.00016433 | 0.00017883 | 0.00023213 | 0.00037573 | 0.00049653 | 0.00055169 | 0.00051524 | 0.00037299 | 0.00026541 | 0.00020898 | 0.00018546 | 0.00017136 | 0.00016313 | 0.00017753 | 0.00023043 | 0.00037299 | 0.00049291 | 0.00053383 | 0.00049856 | 0.00036091 | 0.00025682 | 0.00020221 | 0.00017946 | 0.00016581 | 0.00015785 | 0.00017178 | 0.00022297 | 0.00036091 | 0.00047695 | 0.0005172 | 0.00048303 | 0.00034967 | 0.00024882 | 0.00019591 | 0.00017387 | 0.00016064 | 0.00015293 | 0.00016643 | 0.00021603 | 0.00034967 | 0.00046209
Reference prices for entry after adjustments gas storage |  | 0.0002223 | 0.00020761 | 0.00015029 | 0.00010695 | 8.4206e-05 | 7.4731e-05 | 6.9047e-05 | 6.573e-05 | 7.1534e-05 | 9.2852e-05 | 0.00015029 | 0.00019861 | 0.00022068 | 0.0002061 | 0.00014919 | 0.00010616 | 8.3591e-05 | 7.4186e-05 | 6.8542e-05 | 6.5251e-05 | 7.1011e-05 | 9.2174e-05 | 0.00014919 | 0.00019716 | 0.00021353 | 0.00019943 | 0.00014436 | 0.00010273 | 8.0885e-05 | 7.1784e-05 | 6.6324e-05 | 6.3138e-05 | 6.8713e-05 | 8.919e-05 | 0.00014436 | 0.00019078 | 0.00020688 | 0.00019321 | 0.00013987 | 9.9527e-05 | 7.8365e-05 | 6.9548e-05 | 6.4257e-05 | 6.1171e-05 | 6.6572e-05 | 8.6411e-05 | 0.00013987 | 0.00018484
Price for interruptable products
Reference prices for entry after adjustments non-gas storage |  | 0.013337 | 0.012456 | 0.0090166 | 0.0064161 | 0.0050519 | 0.0044834 | 0.0041424 | 0.0039434 | 0.0042916 | 0.0055705 | 0.0090166 | 0.011916 | 0.013239 | 0.012365 | 0.0089508 | 0.0063692 | 0.005015 | 0.0044507 | 0.0041121 | 0.0039146 | 0.0042603 | 0.0055299 | 0.0089508 | 0.011829 | 0.012811 | 0.011964 | 0.008661 | 0.006163 | 0.0048526 | 0.0043066 | 0.003979 | 0.0037879 | 0.0041223 | 0.0053509 | 0.008661 | 0.011446 | 0.012412 | 0.011592 | 0.0083912 | 0.005971 | 0.0047014 | 0.0041725 | 0.0038551 | 0.0036699 | 0.0039939 | 0.0051842 | 0.0083912 | 0.011089
Reference prices for entry after adjustments gas storage |  | 0.0053346 | 0.0049822 | 0.0036066 | 0.0025664 | 0.0020207 | 0.0017934 | 0.001657 | 0.0015774 | 0.0017166 | 0.0022282 | 0.0036066 | 0.0047662 | 0.0052957 | 0.0049459 | 0.0035803 | 0.0025477 | 0.002006 | 0.0017803 | 0.0016449 | 0.0015659 | 0.0017041 | 0.0022119 | 0.0035803 | 0.0047314 | 0.0051243 | 0.0047857 | 0.0034644 | 0.0024652 | 0.001941 | 0.0017226 | 0.0015916 | 0.0015152 | 0.0016489 | 0.0021403 | 0.0034644 | 0.0045783 | 0.0049646 | 0.0046366 | 0.0033565 | 0.0023884 | 0.0018806 | 0.001669 | 0.001542 | 0.001468 | 0.0015976 | 0.0020737 | 0.0033565 | 0.0044356

## P_EX
Decision: Code amendment decision, with reference number ACM/UIT/506830. Document: Appendix B.5 Tariff model
Yearly-, monthly-, daily- and within-day capacity prices for exit points
In this worksheet, ACM shows the reference prices after adjustments, as well as the quarterly-, monthly-, daily- and within-day capaciteit price for each month for the years 2018-2021. For interconnection points, this is the reserve price, and for domestic entry points, this is the payable price.. The price is shown in EUR/kWh/hour/duration
Importing reference prices entry after adjusments
Reference price |  | 2018 | 2019 | 2020 | 2021
Reference prices for exit after adjustments non-gas storage | EUR/kWh/hour/year, pl year | 1.9933 | 2.0372 | 1.92 | 1.8551
Reference prices for exit after adjustments gas storage | EUR/kWh/hour/year, pl year | 0.79733 | 0.81486 | 0.76798 | 0.74202
Importing the number of days/hours per capacity product
|  | Jan | Feb | March | Apr | May | Jun | Jul | Aug | Sep | Oct | Nov | Dec
Number of days per month 2018 | # | 31 | 28 | 31 | 30 | 31 | 30 | 31 | 31 | 30 | 31 | 30 | 31
Number of days per month 2019 | # | 31 | 28 | 31 | 30 | 31 | 30 | 31 | 31 | 30 | 31 | 30 | 31
Number of days per month 2020 | # | 31 | 29 | 31 | 30 | 31 | 30 | 31 | 31 | 30 | 31 | 30 | 31
Number of days per month 2021 | # | 31 | 28 | 31 | 30 | 31 | 30 | 31 | 31 | 30 | 31 | 30 | 31
|  | Q1 | Q2 | Q3 | Q4
Number of days per quarter 2018 | # | Jan: 90; Feb: 91; March: 92; Apr: 92
Number of days per quarter 2019 | # | Jan: 90; Feb: 91; March: 92; Apr: 92
Number of days per quarter 2020 | # | Jan: 91; Feb: 91; March: 92; Apr: 92
Number of days per quarter 2021 | # | Jan: 90; Feb: 91; March: 92; Apr: 92
Number of days per year 2018 | # | Jan: 365
Number of days per year 2019 | # | Jan: 365
Number of days per year 2020 | # | Jan: 366
Number of days per year 2021 | # | Jan: 365
Number of hours per year 2018 | # | Jan: 8760
Number of hours per year 2019 | # | Jan: 8760
Number of hours per year 2020 | # | Jan: 8784
Number of hours per year 2021 | # | Jan: 8760
Importing multipliers | bar: Jan to Apr
Multiplier quarterly capacity product | Factor | Jan: 1.25
Multiplier monthly capacity product | Factor | Jan: 1.5
Multiplier daily capacity product | Factor | Jan: 1.75
Multiplier within-day capacity product | Factor | Jan: 1.75
Importing seasonal factors | bar: Jan to Apr
|  | Jan | Feb | March | Apr | May | Jun | Jul | Aug | Sep | Oct | Nov | Dec
Seasonal factors monthly capacity product | Factor | 1.785 | 1.667 | 1.207 | 0.859 | 0.676 | 0.6 | 0.555 | 0.528 | 0.574 | 0.745 | 1.207 | 1.595
Seasonal factors daily capacity product | Factor | 1.877 | 1.753 | 1.269 | 0.903 | 0.711 | 0.631 | 0.583 | 0.555 | 0.604 | 0.784 | 1.269 | 1.677
Seasonal factors within-day capacity product | Factor | 1.877 | 1.753 | 1.269 | 0.903 | 0.711 | 0.631 | 0.583 | 0.555 | 0.604 | 0.784 | 1.269 | 1.677
|  | Q1 | Q2 | Q3 | Q4
Seasonal factors quarterly capacity product | Factor | Jan: 1.553; Feb: 0.712; March: 0.552; Apr: 1.183
Importing discount for interruptable capacity | bar: Jan to Apr
Discount for interruptable capacity | % | Jan: 0.01%
Prices for short-term products | bar: Jan to Apr
|  | Jan: 2018 | 2019 | [11 empty] | 2020 | [11 empty] | 2021
Quarterly products |  | Jan: Q1; Feb: Q2; March: Q3; Apr: Q4 | Q1 | Q2 | Q3 | Q4 | [8 empty] | Q1 | Q2 | Q3 | Q4 | [8 empty] | Q1 | Q2 | Q3 | Q4
Duration/year |  | Jan: 0.24658; Feb: 0.24932; March: 0.25205; Apr: 0.25205 | 0.24658 | 0.24932 | 0.25205 | 0.25205 | [8 empty] | 0.24863 | 0.24863 | 0.25137 | 0.25137 | [8 empty] | 0.24658 | 0.24932 | 0.25205 | 0.25205
Reference prices for exit after adjustments non-gas storage |  | Jan: 0.95413; Feb: 0.4423; March: 0.34667; Apr: 0.74296 | 0.97511 | 0.45202 | 0.3543 | 0.7593 | [8 empty] | 0.92669 | 0.42485 | 0.333 | 0.71366 | [8 empty] | 0.88795 | 0.41162 | 0.32263 | 0.69143
Reference prices for exit after adjustments gas storage |  | Jan: 0.38165; Feb: 0.17692; March: 0.13867; Apr: 0.29718 | 0.39004 | 0.18081 | 0.14172 | 0.30372 | [8 empty] | 0.37067 | 0.16994 | 0.1332 | 0.28546 | [8 empty] | 0.35518 | 0.16465 | 0.12905 | 0.27657
|  | Jan: 2018 | 2019 | [11 empty] | 2020 | [11 empty] | 2021
|  | Jan | Feb | March | Apr | May | Jun | Jul | Aug | Sep | Oct | Nov | Dec | Jan | Feb | March | Apr | May | Jun | Jul | Aug | Sep | Oct | Nov | Dec | Jan | Feb | March | Apr | May | Jun | Jul | Aug | Sep | Oct | Nov | Dec | Jan | Feb | March | Apr | May | Jun | Jul | Aug | Sep | Oct | Nov | Dec
Monthly products
Duration/year |  | 0.084932 | 0.076712 | 0.084932 | 0.082192 | 0.084932 | 0.082192 | 0.084932 | 0.084932 | 0.082192 | 0.084932 | 0.082192 | 0.084932 | 0.084932 | 0.076712 | 0.084932 | 0.082192 | 0.084932 | 0.082192 | 0.084932 | 0.084932 | 0.082192 | 0.084932 | 0.082192 | 0.084932 | 0.084699 | 0.079235 | 0.084699 | 0.081967 | 0.084699 | 0.081967 | 0.084699 | 0.084699 | 0.081967 | 0.084699 | 0.081967 | 0.084699 | 0.084932 | 0.076712 | 0.084932 | 0.082192 | 0.084932 | 0.082192 | 0.084932 | 0.084932 | 0.082192 | 0.084932 | 0.082192 | 0.084932
Reference prices for exit after adjustments non-gas storage |  | 0.45329 | 0.38236 | 0.30651 | 0.2111 | 0.17167 | 0.14745 | 0.14094 | 0.13408 | 0.14106 | 0.18919 | 0.29662 | 0.40504 | 0.46326 | 0.39076 | 0.31325 | 0.21574 | 0.17544 | 0.15069 | 0.14404 | 0.13703 | 0.14416 | 0.19335 | 0.30314 | 0.41395 | 0.43541 | 0.38039 | 0.29442 | 0.20278 | 0.1649 | 0.14164 | 0.13538 | 0.12879 | 0.1355 | 0.18173 | 0.28492 | 0.38907 | 0.42185 | 0.35584 | 0.28525 | 0.19646 | 0.15976 | 0.13722 | 0.13116 | 0.12478 | 0.13128 | 0.17607 | 0.27605 | 0.37695
Reference prices for exit after adjustments gas storage |  | 0.18132 | 0.15294 | 0.1226 | 0.08444 | 0.068666 | 0.05898 | 0.056375 | 0.053633 | 0.056425 | 0.075675 | 0.11865 | 0.16202 | 0.1853 | 0.15631 | 0.1253 | 0.086297 | 0.070176 | 0.060277 | 0.057615 | 0.054812 | 0.057665 | 0.077339 | 0.12126 | 0.16558 | 0.17416 | 0.15216 | 0.11777 | 0.08111 | 0.065958 | 0.056654 | 0.054152 | 0.051518 | 0.054199 | 0.072691 | 0.11397 | 0.15563 | 0.16874 | 0.14233 | 0.1141 | 0.078583 | 0.063903 | 0.054889 | 0.052465 | 0.049913 | 0.052511 | 0.070426 | 0.11042 | 0.15078
|  | 2018 | [11 empty] | 2019 | [11 empty] | 2020 | [11 empty] | 2021
Day products |  | Jan | Feb | March | Apr | May | Jun | Jul | Aug | Sep | Oct | Nov | Dec | Jan | Feb | March | Apr | May | Jun | Jul | Aug | Sep | Oct | Nov | Dec | Jan | Feb | March | Apr | May | Jun | Jul | Aug | Sep | Oct | Nov | Dec | Jan | Feb | March | Apr | May | Jun | Jul | Aug | Sep | Oct | Nov | Dec
Duration/year |  | 0.0027397 | 0.0027397 | 0.0027397 | 0.0027397 | 0.0027397 | 0.0027397 | 0.0027397 | 0.0027397 | 0.0027397 | 0.0027397 | 0.0027397 | 0.0027397 | 0.0027397 | 0.0027397 | 0.0027397 | 0.0027397 | 0.0027397 | 0.0027397 | 0.0027397 | 0.0027397 | 0.0027397 | 0.0027397 | 0.0027397 | 0.0027397 | 0.0027322 | 0.0027322 | 0.0027322 | 0.0027322 | 0.0027322 | 0.0027322 | 0.0027322 | 0.0027322 | 0.0027322 | 0.0027322 | 0.0027322 | 0.0027322 | 0.0027397 | 0.0027397 | 0.0027397 | 0.0027397 | 0.0027397 | 0.0027397 | 0.0027397 | 0.0027397 | 0.0027397 | 0.0027397 | 0.0027397 | 0.0027397
Reference prices for exit after adjustments non-gas storage |  | 0.017939 | 0.016753 | 0.012128 | 0.00863 | 0.006795 | 0.0060305 | 0.0055717 | 0.0053041 | 0.0057724 | 0.0074927 | 0.012128 | 0.016027 | 0.018333 | 0.017122 | 0.012395 | 0.0088197 | 0.0069445 | 0.0061631 | 0.0056943 | 0.0054208 | 0.0058994 | 0.0076575 | 0.012395 | 0.01638 | 0.017231 | 0.016093 | 0.01165 | 0.0082896 | 0.0065271 | 0.0057926 | 0.005352 | 0.005095 | 0.0055448 | 0.0071972 | 0.01165 | 0.015395 | 0.016694 | 0.015591 | 0.011287 | 0.0080314 | 0.0063237 | 0.0056122 | 0.0051853 | 0.0049362 | 0.005372 | 0.006973 | 0.011287 | 0.014915
Reference prices for exit after adjustments gas storage |  | 0.0071754 | 0.0067014 | 0.0048511 | 0.003452 | 0.002718 | 0.0024122 | 0.0022287 | 0.0021217 | 0.002309 | 0.0029971 | 0.0048511 | 0.0064108 | 0.0073332 | 0.0068487 | 0.0049578 | 0.0035279 | 0.0027778 | 0.0024652 | 0.0022777 | 0.0021683 | 0.0023597 | 0.003063 | 0.0049578 | 0.0065518 | 0.0068924 | 0.0064371 | 0.0046598 | 0.0033159 | 0.0026108 | 0.0023171 | 0.0021408 | 0.002038 | 0.0022179 | 0.0028789 | 0.0046598 | 0.006158 | 0.0066777 | 0.0062365 | 0.0045147 | 0.0032126 | 0.0025295 | 0.0022449 | 0.0020741 | 0.0019745 | 0.0021488 | 0.0027892 | 0.0045147 | 0.0059662
|  | 2018 | [11 empty] | 2019 | [11 empty] | 2020 | [11 empty] | 2021
Within-day capacity |  | Jan | Feb | March | Apr | May | Jun | Jul | Aug | Sep | Oct | Nov | Dec | Jan | Feb | March | Apr | May | Jun | Jul | Aug | Sep | Oct | Nov | Dec | Jan | Feb | March | Apr | May | Jun | Jul | Aug | Sep | Oct | Nov | Dec | Jan | Feb | March | Apr | May | Jun | Jul | Aug | Sep | Oct | Nov | Dec
Duration/year |  | 0.00011416 | 0.00011416 | 0.00011416 | 0.00011416 | 0.00011416 | 0.00011416 | 0.00011416 | 0.00011416 | 0.00011416 | 0.00011416 | 0.00011416 | 0.00011416 | 0.00011416 | 0.00011416 | 0.00011416 | 0.00011416 | 0.00011416 | 0.00011416 | 0.00011416 | 0.00011416 | 0.00011416 | 0.00011416 | 0.00011416 | 0.00011416 | 0.00011384 | 0.00011384 | 0.00011384 | 0.00011384 | 0.00011384 | 0.00011384 | 0.00011384 | 0.00011384 | 0.00011384 | 0.00011384 | 0.00011384 | 0.00011384 | 0.00011416 | 0.00011416 | 0.00011416 | 0.00011416 | 0.00011416 | 0.00011416 | 0.00011416 | 0.00011416 | 0.00011416 | 0.00011416 | 0.00011416 | 0.00011416
Reference prices for exit after adjustments non-gas storage |  | 0.00074744 | 0.00069806 | 0.00050533 | 0.00035958 | 0.00028313 | 0.00025127 | 0.00023216 | 0.00022101 | 0.00024052 | 0.0003122 | 0.00050533 | 0.0006678 | 0.00076387 | 0.00071341 | 0.00051644 | 0.00036749 | 0.00028935 | 0.0002568 | 0.00023726 | 0.00022587 | 0.00024581 | 0.00031906 | 0.00051644 | 0.00068248 | 0.00071796 | 0.00067053 | 0.0004854 | 0.0003454 | 0.00027196 | 0.00024136 | 0.000223 | 0.00021229 | 0.00023103 | 0.00029988 | 0.0004854 | 0.00064146 | 0.00069559 | 0.00064964 | 0.00047028 | 0.00033464 | 0.00026349 | 0.00023384 | 0.00021605 | 0.00020568 | 0.00022384 | 0.00029054 | 0.00047028 | 0.00062148
Reference prices for exit after adjustments gas storage |  | 0.00029898 | 0.00027922 | 0.00020213 | 0.00014383 | 0.00011325 | 0.00010051 | 9.2862e-05 | 8.8402e-05 | 9.6207e-05 | 0.00012488 | 0.00020213 | 0.00026712 | 0.00030555 | 0.00028536 | 0.00020658 | 0.000147 | 0.00011574 | 0.00010272 | 9.4904e-05 | 9.0346e-05 | 9.8323e-05 | 0.00012762 | 0.00020658 | 0.00027299 | 0.00028718 | 0.00026821 | 0.00019416 | 0.00013816 | 0.00010878 | 9.6544e-05 | 8.92e-05 | 8.4916e-05 | 9.2413e-05 | 0.00011995 | 0.00019416 | 0.00025658 | 0.00027824 | 0.00025986 | 0.00018811 | 0.00013386 | 0.0001054 | 9.3536e-05 | 8.6421e-05 | 8.2271e-05 | 8.9534e-05 | 0.00011622 | 0.00018811 | 0.00024859
Price for interruptable product
Reference prices for exit after adjustments non-gas storage |  | 0.017937 | 0.016752 | 0.012127 | 0.0086291 | 0.0067944 | 0.0060299 | 0.0055712 | 0.0053036 | 0.0057719 | 0.007492 | 0.012127 | 0.016026 | 0.018331 | 0.01712 | 0.012393 | 0.0088189 | 0.0069438 | 0.0061625 | 0.0056937 | 0.0054202 | 0.0058988 | 0.0076567 | 0.012393 | 0.016378 | 0.017229 | 0.016091 | 0.011648 | 0.0082888 | 0.0065264 | 0.0057921 | 0.0053515 | 0.0050944 | 0.0055442 | 0.0071965 | 0.011648 | 0.015393 | 0.016693 | 0.01559 | 0.011285 | 0.0080306 | 0.0063231 | 0.0056116 | 0.0051847 | 0.0049357 | 0.0053715 | 0.0069723 | 0.011285 | 0.014914
Reference prices for exit after adjustments gas storage |  | 0.0071747 | 0.0067007 | 0.0048507 | 0.0034516 | 0.0027177 | 0.0024119 | 0.0022285 | 0.0021214 | 0.0023087 | 0.0029968 | 0.0048507 | 0.0064102 | 0.0073325 | 0.0068481 | 0.0049573 | 0.0035275 | 0.0027775 | 0.002465 | 0.0022775 | 0.0021681 | 0.0023595 | 0.0030627 | 0.0049573 | 0.0065512 | 0.0068917 | 0.0064364 | 0.0046594 | 0.0033155 | 0.0026106 | 0.0023168 | 0.0021406 | 0.0020378 | 0.0022177 | 0.0028786 | 0.0046594 | 0.0061574 | 0.006677 | 0.0062359 | 0.0045142 | 0.0032122 | 0.0025292 | 0.0022446 | 0.0020739 | 0.0019743 | 0.0021486 | 0.0027889 | 0.0045142 | 0.0059656

## Tariffs 2019
Decision: Code amendment decision, with reference number ACM/UIT/506830. Document: Appendix B.5 Tariff model
Tariffs 2019
In this worksheet, ACM shows the reference prices for the tariff year 2019. The reference price includes the all-in tariff (components TT, BT, KC and in case applicable, BAT, connection and AT). The all-in prices can be found in the information document.
Entry points: Reference prices 2019 |  |  |  |  | Exit points: Reference prices 2019
Network point ID | Description | Market segment | Unit | Reference price | Network point ID | Description | Market segment | Unit | Reference price
300131 | HILVARENBEEK (FLUXYS) | border point | EUR/kWh/h/y | 1.177 | 300003 | GOIRLE (DESSO BV) | industrial point | EUR/kWh/h/y | 2.39
300132 | ZEVENAAR | border point | EUR/kWh/h/y | 1.552 | 300005 | PG HOOGERHEIDE (ENEXIS B.V.) | local distribution point | EUR/kWh/h/y | 3.229
300133 | WINTERSWIJK (OGE) | border point | EUR/kWh/h/y | 1.552 | 300009 | PG GIESSEN (ENEXIS B.V.) | local distribution point | EUR/kWh/h/y | 2.383
300136 | OUDE STATENZIJL (GTG NORD-G) | border point | EUR/kWh/h/y | 1.256 | 300011 | ALPHEN NB (ENEXIS B.V.) | local distribution point | EUR/kWh/h/y | 2.594
300138 | TEGELEN (OGE) | border point | EUR/kWh/h/y | 1.369 | 300012 | PG OOSTERHOUT (ENEXIS B.V.) | local distribution point | EUR/kWh/h/y | 2.761
300139 | BOCHOLTZ TENP (OGE - FLX TENP) | border point | EUR/kWh/h/y | 1.177 | 300016 | TILBURG (AGRISTO BV) | industrial point | EUR/kWh/h/y | 2.202
300142 | VLIEGHUIS (RWE) | border point | EUR/kWh/h/y | 1.944 | 300027 | PG GENNEP (ENEXIS) | local distribution point | EUR/kWh/h/y | 2.142
300143 | S-GRAVENVOEREN (FLUXYS) | border point | EUR/kWh/h/y | 1.177 | 300039 | HEUSDEN (ENEXIS B.V.) | local distribution point | EUR/kWh/h/y | 2.638
300144 | OUDE STATENZIJL (GUD-G)[OBEBG] | border point | EUR/kWh/h/y | 1.256 | 300042 | PG STEENBERGEN (ENEXIS) | local distribution point | EUR/kWh/h/y | 3.236
300145 | OUDE STATENZIJL (OGE) | border point | EUR/kWh/h/y | 0.998 | 300043 | PG THONISSE (ENDURIS) | local distribution point | EUR/kWh/h/y | 3.277
300146 | OUDE STATENZIJL (GUD-H)[OBEBH] | border point | EUR/kWh/h/y | 0.998 | 300049 | PRINSENBEEK (ENEXIS B.V.) | local distribution point | EUR/kWh/h/y | 2.787
300147 | OUDE STATENZIJL (GASCADE-H) | border point | EUR/kWh/h/y | 0.998 | 300050 | ROOSENDAAL (ENEXIS) | local distribution point | EUR/kWh/h/y | 2.844
301068 | KOEDIJK (TAQA) | production point | EUR/kWh/h/y | 1.826 | 300052 | ZEVENBERGEN (ENEXIS) | local distribution point | EUR/kWh/h/y | 3.068
301069 | ANJUM (NAM) | production point | EUR/kWh/h/y | 1.445 | 300053 | PG SPRUNDEL (ENEXIS B.V.) | local distribution point | EUR/kWh/h/y | 3.07
301070 | ANNERVEEN (NAM) | production point | EUR/kWh/h/y | 1.342 | 300057 | HELMOND (NEDSCHROEF HELMOND BV) | industrial point | EUR/kWh/h/y | 2.209
301071 | BALGZAND (NAM-HC) | production point | EUR/kWh/h/y | 1.786 | 300060 | MAARHEEZE (PHILIPS LIGHTING BV) | industrial point | EUR/kWh/h/y | 2.279
301072 | BALGZAND (NAM-LC) | production point | EUR/kWh/h/y | 1.728 | 300070 | MAASTRICHT (STF. GEBR. KLINKERS BV) | industrial point | EUR/kWh/h/y | 2.591
301073 | BALGZAND (NAM-NOGAT) | production point | EUR/kWh/h/y | 1.786 | 300071 | BUDEL (NYRSTAR BV) | industrial point | EUR/kWh/h/y | 2.279
301074 | BARENDRECHT (NAM) | production point | EUR/kWh/h/y | 1.442 | 300072 | BUDEL (NEDZINK BV) | industrial point | EUR/kWh/h/y | 2.279
301075 | BEDUM (NAM) | production point | EUR/kWh/h/y | 1.445 | 300073 | MAASTRICHT (ENCI BV) | industrial point | EUR/kWh/h/y | 2.64
301076 | BLIJA (NAM) | production point | EUR/kWh/h/y | 1.342 | 300074 | DONGEN (TROBAS GELATINE BV) | industrial point | EUR/kWh/h/y | 2.541
301078 | BOTLEK (NAM) | production point | EUR/kWh/h/y | 1.368 | 300075 | MEERSSEN (MARSNA PAPER BV) | industrial point | EUR/kWh/h/y | 2.591
301080 | EMMEN GZI (NAM) | production point | EUR/kWh/h/y | 2.109 | 300076 | MAASTRICHT (KONINKLIJKE MOSA BV) | industrial point | EUR/kWh/h/y | 2.591
301082 | BOTLEK (ESSO FLEXICOKER) | production point | EUR/kWh/h/y | 1.368 | 300078 | MAASTRICHT (O-I MANUFACTURING NL BV) | industrial point | EUR/kWh/h/y | 2.591
301083 | GAAG (NAM) | production point | EUR/kWh/h/y | 1.368 | 300081 | BLERICK (NEDRI SPANSTAAL BV) | industrial point | EUR/kWh/h/y | 2.289
301084 | GARIJP (VERMILION ENERGY) | production point | EUR/kWh/h/y | 1.413 | 300082 | EIJSDEN (UMICORE NL BV) | industrial point | EUR/kWh/h/y | 2.64
301085 | GROOTEGAST (NAM) | production point | EUR/kWh/h/y | 1.445 | 300083 | BEESEL (ST. JORIS KERAMISCHE IND. BV) | industrial point | EUR/kWh/h/y | 2.289
301086 | GRIJPSKERK (NAM) | production point | EUR/kWh/h/y | 1.524 | 300085 | SWALMEN (CARGILL BV MALT DIVISION) | industrial point | EUR/kWh/h/y | 2.289
301088 | HARLINGEN (VERMILION ENERGY) | production point | EUR/kWh/h/y | 1.445 | 300088 | VEGHEL (FRIESLANDCAMPINA) | industrial point | EUR/kWh/h/y | 2.17
301089 | KOOTSTERTILLE (NAM) | production point | EUR/kWh/h/y | 1.354 | 300089 | KESSEL (KLEIWARENFABRIEK JOOSTEN BV) | industrial point | EUR/kWh/h/y | 2.289
301090 | MAASVLAKTE (TAQA) | production point | EUR/kWh/h/y | 1.368 | 300090 | EYGELSHOVEN (STF. NIEVELSTEEN BV) | industrial point | EUR/kWh/h/y | 2.521
301092 | MIDDENMEER (VERMILION ENERGY) | production point | EUR/kWh/h/y | 1.919 | 300091 | TEGELEN (WIENERBERGER JANSSEN DINGS) | industrial point | EUR/kWh/h/y | 2.289
301093 | MONSTER (NAM) | production point | EUR/kWh/h/y | 1.368 | 300092 | WEERT (ROTO SMEETS BV) | industrial point | EUR/kWh/h/y | 2.279
301094 | UITHUIZEN (NGT) | production point | EUR/kWh/h/y | 1.38 | 300095 | BEEK (UTILITY SUPPORT GROUP BV G-GAS) | industrial point | EUR/kWh/h/y | 2.521
301096 | OUDE PEKELA (NAM) | production point | EUR/kWh/h/y | 1.342 | 300096 | BORN (NEDCAR BV) | industrial point | EUR/kWh/h/y | 2.521
301097 | ROTTERDAM WESTGAS (NAM) | production point | EUR/kWh/h/y | 1.368 | 300097 | MAASTRICHT (ANKERPOORT) | industrial point | EUR/kWh/h/y | 2.591
301098 | GRONINGEN (NAM) | production point | EUR/kWh/h/y | 1.342 | 300099 | OSS (BALL PACKAGING EUROPE BV) | industrial point | EUR/kWh/h/y | 1.944
301101 | TEN ARLO (NAM) | production point | EUR/kWh/h/y | 2.109 | 300100 | EINDHOVEN (DAF TRUCKS NV) | industrial point | EUR/kWh/h/y | 2.209
301106 | URETERP (NAM) | production point | EUR/kWh/h/y | 1.354 | 300131 | HILVARENBEEK (FLUXYS) | border point | EUR/kWh/h/y | 2.194
301107 | VRIES (NAM) | production point | EUR/kWh/h/y | 1.342 | 300132 | ZEVENAAR | border point | EUR/kWh/h/y | 1.649
301108 | WAALWIJK (VERMILION) | production point | EUR/kWh/h/y | 1.347 | 300133 | WINTERSWIJK (OGE) | border point | EUR/kWh/h/y | 1.649
301109 | WARFFUM (NAM) | production point | EUR/kWh/h/y | 1.342 | 300136 | OUDE STATENZIJL (GTG NORD-G) | border point | EUR/kWh/h/y | 0.877
301111 | ZELZATE (FLUXYS) | border point | EUR/kWh/h/y | 1.894 | 300138 | TEGELEN (OGE) | border point | EUR/kWh/h/y | 2.182
301113 | EMDEN EPT (GASSCO) | border point | EUR/kWh/h/y | 0.998 | 300139 | BOCHOLTZ TENP (OGE - FLX TENP) | border point | EUR/kWh/h/y | 1.891
301114 | GRIJPSKERK (NAM - UGS) | storage | EUR/kWh/h/y | 1.126 | 300140 | DINXPERLO (BEW) | border point | EUR/kWh/h/y | 1.437
301116 | NORG (NAM - UGS) | storage | EUR/kWh/h/y | 1.317 | 300141 | HAANRADE (THYSSENGAS) | border point | EUR/kWh/h/y | 2.403
301118 | ALKMAAR (TAQA - PGI) | storage | EUR/kWh/h/y | 1.258 | 300142 | VLIEGHUIS (RWE) | border point | EUR/kWh/h/y | 0.568
301184 | ZANDVLIET (FLUXYS-H) | border point | EUR/kWh/h/y | 1.646 | 300143 | S-GRAVENVOEREN (FLUXYS) | border point | EUR/kWh/h/y | 1.891
301185 | OUDE STATENZIJL RENATO (EWE SSO) | storage | EUR/kWh/h/y | 1.014 | 300144 | OUDE STATENZIJL (GUD-G)[OBEBG] | border point | EUR/kWh/h/y | 0.877
301198 | ENSCHEDE (INNOGY-UGS EPE) | storage | EUR/kWh/h/y | 1.251 | 300145 | OUDE STATENZIJL (OGE) | border point | EUR/kWh/h/y | 0.901
301309 | ENSCHEDE (NUON-UGS EPE) | storage | EUR/kWh/h/y | 1.251 | 300146 | OUDE STATENZIJL (GUD-H)[OBEBH] | border point | EUR/kWh/h/y | 0.901
301311 | MIDDELIE (NAM) | production point | EUR/kWh/h/y | 1.564 | 300147 | OUDE STATENZIJL (GASCADE-H) | border point | EUR/kWh/h/y | 0.901
301320 | ZUIDWENDING (UGS) | storage | EUR/kWh/h/y | 1.068 | 300150 | ZUTPHEN (AURUBIS NETHERLANDS BV) | industrial point | EUR/kWh/h/y | 1.521
301345 | ROTTERDAM (GATE) | production point | EUR/kWh/h/y | 1.391 | 300153 | WIJHE (MEESTER STEGEMAN CV) | industrial point | EUR/kWh/h/y | 1.385
301348 | BERGERMEER (TAQA-UGS) | storage | EUR/kWh/h/y | 1.213 | 300161 | PG GASSELTERNIJVEENSCHEMOND (ENEXIS) | local distribution point | EUR/kWh/h/y | 0.621
301360 | OUDE STATENZIJL (ETZEL-EKB-H) | storage | EUR/kWh/h/y | 1.014 | 300162 | PG HARDERWIJK (LIANDER) | local distribution point | EUR/kWh/h/y | 2.131
301361 | OUDE STATENZIJL (EWE-H) | storage | EUR/kWh/h/y | 1.014 | 300163 | PEIZE (ENEXIS) | local distribution point | EUR/kWh/h/y | 1.401
301368 | BOCHOLTZ VETSCHAU (THYSSENGAS) | border point | EUR/kWh/h/y | 1.177 | 300164 | PG RODEN (ENEXIS) | local distribution point | EUR/kWh/h/y | 1.178
301375 | BRAKEL WIJK&AALBURG (VERMILION) | production point | EUR/kWh/h/y | 1.347 | 300167 | JOURE (JACOBS DOUWE EGBERTS NL BV) | industrial point | EUR/kWh/h/y | 1.488
301391 | OUDE STATENZIJL (ASTORA JEMGUM) | storage | EUR/kWh/h/y | 0.959 | 300168 | PG SCHEEMDERZWAAG (ENEXIS) | local distribution point | EUR/kWh/h/y | 0.739
301392 | ZWOLLE (NATUURGAS OVERIJSSEL B.V.) | production point | EUR/kWh/h/y | 1.481 | 300171 | ANGEREN (STF. HUISSENSWAARD BV) | industrial point | EUR/kWh/h/y | 1.892
301397 | ENSCHEDE (ENECO-UGS EPE) | storage | EUR/kWh/h/y | 1.251 | 300178 | VROOMSHOOP (COTEQ) | local distribution point | EUR/kWh/h/y | 1.431
301400 | OUDE STATENZIJL (ETZEL-CRYSTAL-H) | storage | EUR/kWh/h/y | 1.014 | 300179 | PANNERDEN (WIENERBERGER KIJFWAARD OOST) | industrial point | EUR/kWh/h/y | 1.675
301401 | OUDE STATENZIJL (ETZEL-FREYA-H) | storage | EUR/kWh/h/y | 1.014 | 300183 | EMMEN (EMMTEC SERVICES BV) | industrial point | EUR/kWh/h/y | 1.027
301452 | IJMUIDEN (WINTERSHALL) | production point | EUR/kWh/h/y | 1.826 | 300189 | LOBITH (WAALSTF. DE BYLANDT BV) | industrial point | EUR/kWh/h/y | 1.598
301453 | OUDE STATENZIJL (EWE JEMGUM) | storage | EUR/kWh/h/y | 1.014 | 300191 | NIJVERDAL/HELLENDOORN (ENEXIS) | local distribution point | EUR/kWh/h/y | 1.221
301454 | MAASVLAKTE Q16 ORANJE NASSAU (ONE) | production point | EUR/kWh/h/y | 1.363 | 300193 | VRIEZENVEEN (COTEQ) | local distribution point | EUR/kWh/h/y | 1.513
301461 | MAASVLAKTE (PEAKSHAVER PRODUCTIE) | production point | EUR/kWh/h/y | 1.381 | 300196 | ZWOLLE (SENSUS BV) | industrial point | EUR/kWh/h/y | 1.561
301468 | HEMRIK/DONKERBROEK (TULIP OIL) | production point | EUR/kWh/h/y | 2.017 | 300197 | FRANEKER (HUHTAMAKI NL BV) | industrial point | EUR/kWh/h/y | 1.324
[5 empty] | 300200 | FOXHOL (AVEBE BA) | industrial point | EUR/kWh/h/y | 1.149
[5 empty] | 300201 | HOOGEVEEN ALTEVEERSTRAAT (DOC KAAS B.V.) | industrial point | EUR/kWh/h/y | 1.227
[5 empty] | 300203 | DELFZIJL (PPG INDUSTRIES CHEMICALS BV) | industrial point | EUR/kWh/h/y | 0.686
[5 empty] | 300205 | HARDERWIJK (SAPA PROFILES) | industrial point | EUR/kWh/h/y | 1.561
[5 empty] | 300210 | APELDOORN (KIWA GASTEC NV) | industrial point | EUR/kWh/h/y | 1.385
[5 empty] | 300216 | NEEDE (DAWO EPS BV) | industrial point | EUR/kWh/h/y | 1.629
[5 empty] | 300217 | PG DRACHTEN (LIANDER) | local distribution point | EUR/kWh/h/y | 1.074
[5 empty] | 300220 | RENKUM (PARENCO BV) | industrial point | EUR/kWh/h/y | 1.969
[5 empty] | 300221 | EERBEEK (MAYR-MELNHOF EERBEEK BV) | industrial point | EUR/kWh/h/y | 1.689
[5 empty] | 300222 | OLDENZAAL (COTEQ) | local distribution point | EUR/kWh/h/y | 1.534
[5 empty] | 300223 | NUNSPEET (NESTLE NL BV) | industrial point | EUR/kWh/h/y | 1.479
[5 empty] | 300225 | HENGELO (AKZO NOBEL ENERGIE BV) | industrial point | EUR/kWh/h/y | 1.64
[5 empty] | 300227 | HOOGKERK (SOLIDUS SOLUTIONS BV) | industrial point | EUR/kWh/h/y | 1.149
[5 empty] | 300231 | COEVORDEN (SOLIDUS SOLUTIONS BV) | industrial point | EUR/kWh/h/y | 1.227
[5 empty] | 300234 | COEVORDEN (RENDO) | local distribution point | EUR/kWh/h/y | 1.16
[5 empty] | 300236 | NIJVERDAL (TEN CATE PROTECT BV) | industrial point | EUR/kWh/h/y | 1.315
[5 empty] | 300241 | LOCHEM (FRIESLANDCAMPINA) | industrial point | EUR/kWh/h/y | 1.521
[5 empty] | 300242 | WINSCHOTEN (PHILIPS LIGHTING BV) | industrial point | EUR/kWh/h/y | 0.682
[5 empty] | 300245 | LOENEN (SMART PACKAGING SOLUTIONS BV) | industrial point | EUR/kWh/h/y | 1.599
[5 empty] | 300246 | OPHEUSDEN (WIENERBERGER WOLFSWAARD) | industrial point | EUR/kWh/h/y | 1.86
[5 empty] | 300249 | PG HAREN (ENEXIS) | local distribution point | EUR/kWh/h/y | 1.071
[5 empty] | 300250 | BERGUM (GDF SUEZ ENERGIE NL NV) | industrial point | EUR/kWh/h/y | 1.157
[5 empty] | 300251 | DELFZIJL (DOW BENELUX BV) | industrial point | EUR/kWh/h/y | 0.705
[5 empty] | 300262 | DELFZIJL (AKZO ZOUTCHEMIE) | industrial point | EUR/kWh/h/y | 0.705
[5 empty] | 300263 | PG DIEREN (LIANDER) | local distribution point | EUR/kWh/h/y | 1.611
[5 empty] | 300264 | BALKBRUG (RENDO) | local distribution point | EUR/kWh/h/y | 1.28
[5 empty] | 300265 | SAPPEMEER (ESKA GRAPHIC BOARD BV) | industrial point | EUR/kWh/h/y | 1.255
[5 empty] | 300269 | MILLINGEN A/D RIJN (LIANDER) | local distribution point | EUR/kWh/h/y | 2.067
[5 empty] | 300274 | BEILEN (FRIESLANDCAMPINA DOMO) | industrial point | EUR/kWh/h/y | 0.78
[5 empty] | 300276 | NUNSPEET (LIANDER) | local distribution point | EUR/kWh/h/y | 1.471
[5 empty] | 300283 | PG ENSCHEDE (ENEXIS) | local distribution point | EUR/kWh/h/y | 1.576
[5 empty] | 300285 | NES (STEDIN) | local distribution point | EUR/kWh/h/y | 1.291
[5 empty] | 300288 | SCHOONEBEEK (ALIANCYS BV) | industrial point | EUR/kWh/h/y | 1.168
[5 empty] | 300292 | OUDE PEKELA (SOLIDUS SOLUTIONS BV) | industrial point | EUR/kWh/h/y | 0.682
[5 empty] | 300306 | NIEUWE PEKELA (SMURFIT KAPPA TWINCORR) | industrial point | EUR/kWh/h/y | 0.705
[5 empty] | 300308 | ERLECOM (WIENERBERGER ERLECOM) | industrial point | EUR/kWh/h/y | 1.704
[5 empty] | 300309 | DRACHTEN (FENNER DUNLOP BV) | industrial point | EUR/kWh/h/y | 1.108
[5 empty] | 300311 | HOOGEZAND (ESKA GRAPHIC BOARD BV) | industrial point | EUR/kWh/h/y | 1.255
[5 empty] | 300314 | AZEWIJN (STF. DE NIJVERHEID BV) | industrial point | EUR/kWh/h/y | 1.771
[5 empty] | 300319 | PG BUINERVEEN (ENEXIS) | local distribution point | EUR/kWh/h/y | 0.997
[5 empty] | 300321 | MALDEN (LIANDER) | local distribution point | EUR/kWh/h/y | 2.105
[5 empty] | 300322 | PG HARDENBERG (COTEQ) | local distribution point | EUR/kWh/h/y | 1.243
[5 empty] | 300325 | PG KAMPEN (ENEXIS) | local distribution point | EUR/kWh/h/y | 1.438
[5 empty] | 300328 | VIERVERLATEN (SUIKERUNIE) | industrial point | EUR/kWh/h/y | 1.096
[5 empty] | 300330 | DINXPERLO (LIANDER) | local distribution point | EUR/kWh/h/y | 1.863
[5 empty] | 300333 | ENSCHEDE (APOLLO VREDESTEIN) | industrial point | EUR/kWh/h/y | 1.64
[5 empty] | 300338 | NORG (ENEXIS) | local distribution point | EUR/kWh/h/y | 0.889
[5 empty] | 300345 | SLOTEN (SLOTEN BV) | industrial point | EUR/kWh/h/y | 1.685
[5 empty] | 300348 | LEEK (HUNTER DOUGLAS EUROPE BV) | industrial point | EUR/kWh/h/y | 1.096
[5 empty] | 300350 | HAAKSBERGEN (ENEXIS) | local distribution point | EUR/kWh/h/y | 1.556
[5 empty] | 300353 | GROESBEEK (LIANDER) | local distribution point | EUR/kWh/h/y | 2.028
[5 empty] | 300355 | ZUIDWOLDE (RENDO) | local distribution point | EUR/kWh/h/y | 1.296
[5 empty] | 300360 | PG HOEVELAKEN (LIANDER) | local distribution point | EUR/kWh/h/y | 2.448
[5 empty] | 300363 | HAALDEREN (WIENERBERGER BEMMEL) | industrial point | EUR/kWh/h/y | 1.788
[5 empty] | 300366 | DEEST (STF. VOGELENSANGH) | industrial point | EUR/kWh/h/y | 1.935
[5 empty] | 300373 | LOBITH (LIANDER) | local distribution point | EUR/kWh/h/y | 2.097
[5 empty] | 300375 | WINSCHOTEN (PQ SILICAS BV) | industrial point | EUR/kWh/h/y | 0.682
[5 empty] | 300378 | DELFZIJL (DELESTO) | industrial point | EUR/kWh/h/y | 1.134
[5 empty] | 300380 | NIJVERDAL (TEN CATE ADVANCED TEXT. BV) | industrial point | EUR/kWh/h/y | 1.315
[5 empty] | 300382 | DELFZIJL (DAMCO ALUMINIUM DELFZIJL) | industrial point | EUR/kWh/h/y | 0.686
[5 empty] | 300394 | DEVENTER (AKZO NOBEL POLYMER CHEM. BV) | industrial point | EUR/kWh/h/y | 1.443
[5 empty] | 300400 | APELDOORN (OWENS CORNING VEIL NL BV) | industrial point | EUR/kWh/h/y | 1.385
[5 empty] | 300405 | HARDERWIJK (KALKZANDSTF. HARDERWIJK BV) | industrial point | EUR/kWh/h/y | 1.561
[5 empty] | 300406 | GIESBEEK (LIANDER) | local distribution point | EUR/kWh/h/y | 2.282
[5 empty] | 300407 | LOSSER (ENEXIS) | local distribution point | EUR/kWh/h/y | 1.621
[5 empty] | 300412 | ENTER (COTEQ) | local distribution point | EUR/kWh/h/y | 1.606
[5 empty] | 300420 | ZUTPHEN PARKSTRAAT (LIANDER) | local distribution point | EUR/kWh/h/y | 1.402
[5 empty] | 300423 | ENSCHEDE (VAN MERKSTEIJN PLASTICS BV) | industrial point | EUR/kWh/h/y | 1.64
[5 empty] | 300428 | BIDDINGHUIZEN (WALIBI WORLD BV) | industrial point | EUR/kWh/h/y | 1.442
[5 empty] | 300436 | DOETINCHEM (PAPIERFABRIEK DOETINCHEM BV) | industrial point | EUR/kWh/h/y | 1.771
[5 empty] | 300437 | OUDE PEKELA (STRATING STEENINDUSTRIE BV) | industrial point | EUR/kWh/h/y | 0.705
[5 empty] | 300438 | GEESBRUG (RENDO) | local distribution point | EUR/kWh/h/y | 1.254
[5 empty] | 300443 | HENGELO (OPRA TURBINES BV) | industrial point | EUR/kWh/h/y | 1.64
[5 empty] | 300444 | RIJSSEN (ENEXIS) | local distribution point | EUR/kWh/h/y | 1.299
[5 empty] | 300447 | TER APELKANAAL (AVEBE BA) | industrial point | EUR/kWh/h/y | 0.925
[5 empty] | 300450 | LELYSTAD (WBVR) | industrial point | EUR/kWh/h/y | 1.841
[5 empty] | 300451 | ENSCHEDE (ENNATUURLIJK WKC) | industrial point | EUR/kWh/h/y | 1.668
[5 empty] | 300452 | DELFZIJL (LAFARGE GIPS BV) | industrial point | EUR/kWh/h/y | 0.686
[5 empty] | 300453 | GENDT (STF. DE ZANDBERG BV) | industrial point | EUR/kWh/h/y | 1.704
[5 empty] | 300464 | LOENEN (SMURFIT KAPPA MNL GOLFKARTON) | industrial point | EUR/kWh/h/y | 1.689
[5 empty] | 300465 | EERBEEK (SCA DE HOOP ENERGIE BV) | industrial point | EUR/kWh/h/y | 1.689
[5 empty] | 300467 | SPIJK (LIANDER) | local distribution point | EUR/kWh/h/y | 6.264
[5 empty] | 300469 | ZUTPHEN DE HOVEN (LIANDER) | local distribution point | EUR/kWh/h/y | 2.168
[5 empty] | 300486 | VEENDAM (NEDMAG INDUSTRIES BV) | industrial point | EUR/kWh/h/y | 0.959
[5 empty] | 300487 | HETEREN (WIENERBERGER HETEREN) | industrial point | EUR/kWh/h/y | 1.969
[5 empty] | 300489 | BAD NIEUWESCHANS (SOLIDUS SOLUTIONS BV) | industrial point | EUR/kWh/h/y | 0.682
[5 empty] | 300491 | EERBEEK (SANDERS COLDENHOVE) | industrial point | EUR/kWh/h/y | 1.689
[5 empty] | 300492 | ALMERE (NUON POWER GENERATION B.V.-WKC) | industrial point | EUR/kWh/h/y | 1.93
[5 empty] | 300495 | ARNHEM (DE KLEEF BV) | industrial point | EUR/kWh/h/y | 1.771
[5 empty] | 300500 | PG DEVENTER (ENEXIS) | local distribution point | EUR/kWh/h/y | 1.267
[5 empty] | 300501 | SCHARSTERBRUG (PHOENIX BV) | industrial point | EUR/kWh/h/y | 1.324
[5 empty] | 300507 | NIJMEGEN DE OOY (LIANDER) | local distribution point | EUR/kWh/h/y | 2.642
[5 empty] | 300516 | WORKUM (FRIESLANDCAMPINA CHEESE) | industrial point | EUR/kWh/h/y | 1.394
[5 empty] | 300524 | ECHTELD (WIENERBERGER SCHIPPERSWAARD BV) | industrial point | EUR/kWh/h/y | 1.935
[5 empty] | 300527 | NIJMEGEN (MEAD JOHNSON BV) | industrial point | EUR/kWh/h/y | 1.842
[5 empty] | 300530 | FARMSUM (ZEOLYST CV) | industrial point | EUR/kWh/h/y | 0.686
[5 empty] | 300533 | DEEST (WIENERBERGER NARVIK DAKPANNEN) | industrial point | EUR/kWh/h/y | 2.05
[5 empty] | 300534 | HENGELO (SIEMENS NEDERLAND NV) | industrial point | EUR/kWh/h/y | 1.64
[5 empty] | 300541 | DELFZIJL (GDF SUEZ ENERGIE NL-EEMS 3-7) | industrial point | EUR/kWh/h/y | 1.164
[5 empty] | 300542 | GASSELTERNIJVEEN (AVEBE BA) | industrial point | EUR/kWh/h/y | 0.614
[5 empty] | 300546 | COLLENDOORNERVEEN (GZI NAM BV) | industrial point | EUR/kWh/h/y | 1.168
[5 empty] | 300549 | HENGELO (TWENCE AFVALSCHEIDING) | industrial point | EUR/kWh/h/y | 1.615
[5 empty] | 300552 | HARLINGEN (REC BV) | industrial point | EUR/kWh/h/y | 1.382
[5 empty] | 300555 | BRUMMEN (LIANDER) | local distribution point | EUR/kWh/h/y | 1.573
[5 empty] | 300556 | SPIJK (BV STF. SPIJK) | industrial point | EUR/kWh/h/y | 1.649
[5 empty] | 300558 | SUAMEER (SONAC BURGUM BV) | industrial point | EUR/kWh/h/y | 1.108
[5 empty] | 300564 | PG ZOETERMEER (STEDIN) | local distribution point | EUR/kWh/h/y | 2.169
[5 empty] | 300569 | PG DELFT (STEDIN) | local distribution point | EUR/kWh/h/y | 2.268
[5 empty] | 300571 | PG WESTZAAN (LIANDER) | local distribution point | EUR/kWh/h/y | 1.438
[5 empty] | 300572 | MAASVLAKTE (UNIPER BENELUX NV) | industrial point | EUR/kWh/h/y | 1.654
[5 empty] | 300573 | MAASVLAKTE (ECT DELTA TERMINAL BV) | industrial point | EUR/kWh/h/y | 1.562
[5 empty] | 300582 | MAASSLUIS (STEDIN) | local distribution point | EUR/kWh/h/y | 2.315
[5 empty] | 300585 | PG ZALTBOMMEL (LIANDER) | local distribution point | EUR/kWh/h/y | 2.239
[5 empty] | 300587 | ROTTERDAM (ENCI BV) | industrial point | EUR/kWh/h/y | 1.497
[5 empty] | 300591 | PG HAARLEM (LIANDER) | local distribution point | EUR/kWh/h/y | 1.447
[5 empty] | 300592 | PG AMSTELVEEN (STEDIN) | local distribution point | EUR/kWh/h/y | 1.929
[5 empty] | 300596 | PG BLEISWIJK (STEDIN) | local distribution point | EUR/kWh/h/y | 2.157
[5 empty] | 300599 | ZOETERMEER (NUTRICIA BV) | industrial point | EUR/kWh/h/y | 2.149
[5 empty] | 300600 | PG DORDRECHT (STEDIN) | local distribution point | EUR/kWh/h/y | 2.317
[5 empty] | 300601 | PG ROTTERDAM (STEDIN) | local distribution point | EUR/kWh/h/y | 2.221
[5 empty] | 300603 | ROZENBURG (STEDIN) | local distribution point | EUR/kWh/h/y | 2.569
[5 empty] | 300606 | AMSTERDAM (SONNEBORN BV) | industrial point | EUR/kWh/h/y | 1.75
[5 empty] | 300611 | KOOG A/D ZAAN (OLAM COCOA) | industrial point | EUR/kWh/h/y | 1.485
[5 empty] | 300617 | LEIDEN (UNIPER BENELUX NV) | industrial point | EUR/kWh/h/y | 2.258
[5 empty] | 300620 | UTRECHT (WARMTE NEWCO B.V.) | industrial point | EUR/kWh/h/y | 1.832
[5 empty] | 300622 | GORINCHEM (PURAC BIOCHEM BV) | industrial point | EUR/kWh/h/y | 2.197
[5 empty] | 300634 | BOSKOOP (LIANDER) | local distribution point | EUR/kWh/h/y | 2.271
[5 empty] | 300637 | HILVERSUM DE MEENT (LIANDER) | local distribution point | EUR/kWh/h/y | 2.814
[5 empty] | 300638 | EUROPOORT (ADM) | industrial point | EUR/kWh/h/y | 1.654
[5 empty] | 300639 | HOEK VAN HOLLAND (STEDIN) | local distribution point | EUR/kWh/h/y | 2.259
[5 empty] | 300640 | DORDRECHT (DESCO CV) | industrial point | EUR/kWh/h/y | 2.197
[5 empty] | 300642 | PURMEREND CANTERWEG (LIANDER) | local distribution point | EUR/kWh/h/y | 1.412
[5 empty] | 300644 | SASSENHEIM (AKZO NOBEL CAR REFINISHES) | industrial point | EUR/kWh/h/y | 2.221
[5 empty] | 300645 | DEN HAAG (UNIPER BENELUX NV) | industrial point | EUR/kWh/h/y | 2.265
[5 empty] | 300648 | ALBLASSERDAM (FNSTEEL BV) | industrial point | EUR/kWh/h/y | 2.197
[5 empty] | 300649 | EUROPOORT (BP RAFFINADERIJ ROTTERDAM BV) | industrial point | EUR/kWh/h/y | 1.654
[5 empty] | 300650 | MAURIK (LIANDER) | local distribution point | EUR/kWh/h/y | 2.141
[5 empty] | 300651 | WASSENAAR (LIANDER) | local distribution point | EUR/kWh/h/y | 2.144
[5 empty] | 300652 | OUDERKERK A/D AMSTEL (STEDIN) | local distribution point | EUR/kWh/h/y | 2.259
[5 empty] | 300655 | PG IJMUIDEN (LIANDER) | local distribution point | EUR/kWh/h/y | 1.487
[5 empty] | 300662 | PG BEVERWIJK (STEDIN) | local distribution point | EUR/kWh/h/y | 1.418
[5 empty] | 300663 | BOTLEK (AIR LIQUIDE INDUSTRIE BV: SMR) | industrial point | EUR/kWh/h/y | 1.511
[5 empty] | 300664 | ZOETERWOUDE (HEINEKEN NL BV) | industrial point | EUR/kWh/h/y | 2.18
[5 empty] | 300665 | BOTLEK (AIR LIQUIDE INDUSTRIE BV: ATR) | industrial point | EUR/kWh/h/y | 1.511
[5 empty] | 300669 | PG NAALDWIJK (WESTLAND) | local distribution point | EUR/kWh/h/y | 2.174
[5 empty] | 300670 | MAASVLAKTE DISTRIPARK (STEDIN) | local distribution point | EUR/kWh/h/y | 4.043
[5 empty] | 300674 | AMSTERDAM (ALBEMARLE CATALYSTS COMPANY) | industrial point | EUR/kWh/h/y | 1.75
[5 empty] | 300675 | AMSTERDAM (ICL FERTILIZERS EUR.) | industrial point | EUR/kWh/h/y | 1.671
[5 empty] | 300680 | BOTLEK (VOPAK TERMINAL CHEMIEHAVEN BV) | industrial point | EUR/kWh/h/y | 1.55
[5 empty] | 300681 | EUROPOORT (EXXON MOBIL CHEMICAL NL BV) | industrial point | EUR/kWh/h/y | 1.654
[5 empty] | 300683 | ZWIJNDRECHT (UNIMILLS BV) | industrial point | EUR/kWh/h/y | 2.197
[5 empty] | 300684 | ROTTERDAM (CEREXAGRI BV) | industrial point | EUR/kWh/h/y | 1.584
[5 empty] | 300685 | AMSTERDAM (NUON POWER GENERATION BV) | industrial point | EUR/kWh/h/y | 1.75
[5 empty] | 300686 | BOTLEK (CARGILL BV) | industrial point | EUR/kWh/h/y | 1.511
[5 empty] | 300687 | BOTLEK (AIR LIQUIDE IND. BV: EUROGEN) | industrial point | EUR/kWh/h/y | 1.511
[5 empty] | 300691 | PG VLAARDINGEN (STEDIN) | local distribution point | EUR/kWh/h/y | 2.292
[5 empty] | 300692 | OUDENHOORN (FARMFRITES BV) | industrial point | EUR/kWh/h/y | 2.25
[5 empty] | 300693 | BOTLEK (CLIMAX MOLYBDENUM BV) | industrial point | EUR/kWh/h/y | 1.58
[5 empty] | 300694 | BOTLEK (ASFALT CENTRALE ROTTERDAM BV) | industrial point | EUR/kWh/h/y | 1.55
[5 empty] | 300696 | ROTTERDAM (UNIPER BENELUX NV) | industrial point | EUR/kWh/h/y | 2.3
[5 empty] | 300703 | EEMNES (ASFALTPRODUCTIE DE EEM BV) | industrial point | EUR/kWh/h/y | 2.246
[5 empty] | 300705 | BEVERWIJK (HHN-SDI) | industrial point | EUR/kWh/h/y | 1.553
[5 empty] | 300706 | WORMERVEER (LODERS CROKLAAN B.V.) | industrial point | EUR/kWh/h/y | 1.553
[5 empty] | 300710 | BERGEN NH. (LIANDER) | local distribution point | EUR/kWh/h/y | 1.341
[5 empty] | 300711 | BOTLEK (CABOT BV) | industrial point | EUR/kWh/h/y | 1.511
[5 empty] | 300712 | WOERDEN (MONIER BV WOERDEN) | industrial point | EUR/kWh/h/y | 1.94
[5 empty] | 300713 | BOTLEK (ALUMINIUM & CHEMIE ROTTERDAM BV) | industrial point | EUR/kWh/h/y | 1.584
[5 empty] | 300716 | EUROPOORT (INDORAMA HOLDINGS ROTTERDAM) | industrial point | EUR/kWh/h/y | 1.566
[5 empty] | 300719 | EGMOND AAN ZEE (LIANDER) | local distribution point | EUR/kWh/h/y | 1.396
[5 empty] | 300722 | PUTTERSHOEK (KONINKLIJKE COÖPERATIE COSUN UA) | industrial point | EUR/kWh/h/y | 2.197
[5 empty] | 300725 | ZWIJNDRECHT (ASHLAND INDUSTRIES NEDERLAND BV) | industrial point | EUR/kWh/h/y | 2.197
[5 empty] | 300727 | PG ZEIST (STEDIN) | local distribution point | EUR/kWh/h/y | 1.85
[5 empty] | 300728 | TEXEL (LIANDER) | local distribution point | EUR/kWh/h/y | 1.271
[5 empty] | 300729 | BOTLEK (RUBIS TERMINAL BV) | industrial point | EUR/kWh/h/y | 1.511
[5 empty] | 300734 | VLAARDINGEN (UNILEVER R&D) | industrial point | EUR/kWh/h/y | 2.455
[5 empty] | 300736 | BOTLEK (EMERALD KALAMA CHEMICALS BV) | industrial point | EUR/kWh/h/y | 1.511
[5 empty] | 300737 | BOTLEK (VALT ASPHALT TERMINALS BV) | industrial point | EUR/kWh/h/y | 1.511
[5 empty] | 300747 | BOTLEK (ALMATIS BV) | industrial point | EUR/kWh/h/y | 1.58
[5 empty] | 300748 | VLAARDINGEN (ALIPHOS ROTTERDAM BV) | industrial point | EUR/kWh/h/y | 2.455
[5 empty] | 300754 | VELSEN NOORD (LIANDER) | local distribution point | EUR/kWh/h/y | 1.876
[5 empty] | 300755 | VOLENDAM (LIANDER) | local distribution point | EUR/kWh/h/y | 1.455
[5 empty] | 300758 | MONNICKENDAM (LIANDER) | local distribution point | EUR/kWh/h/y | 1.553
[5 empty] | 300767 | WORMER (OLAM COCOA) | industrial point | EUR/kWh/h/y | 1.553
[5 empty] | 300768 | BOTLEK (TRONOX PIGMENTS HOLLAND BV) | industrial point | EUR/kWh/h/y | 1.497
[5 empty] | 300771 | EUROPOORT (MAATSCHAP EUROPOORT TERMINAL) | industrial point | EUR/kWh/h/y | 1.497
[5 empty] | 300772 | KROMMENIE (FORBO FLOORING BV) | industrial point | EUR/kWh/h/y | 1.472
[5 empty] | 300773 | DELFT (DSM FOOD SPECIALTIES BV) | industrial point | EUR/kWh/h/y | 2.265
[5 empty] | 300779 | IJMUIDEN (TATA STEEL IJMUIDEN BV) | industrial point | EUR/kWh/h/y | 1.813
[5 empty] | 300784 | SCHIPHOL (FLP NETWERKEN BV) | industrial point | EUR/kWh/h/y | 1.974
[5 empty] | 300785 | KOOG A/D ZAAN (TATE & LYLE NL BV) | industrial point | EUR/kWh/h/y | 1.485
[5 empty] | 300786 | EUROPOORT MOEZELWEG (VOPAK TERMINAL BV) | industrial point | EUR/kWh/h/y | 1.58
[5 empty] | 300790 | MIDDELHARNIS (STEDIN) | local distribution point | EUR/kWh/h/y | 2.375
[5 empty] | 300791 | EUROPOORT (GREIF NL BV) | industrial point | EUR/kWh/h/y | 1.497
[5 empty] | 300792 | ROSSUM (LIANDER) | local distribution point | EUR/kWh/h/y | 2.322
[5 empty] | 300794 | ASPEREN (STEDIN) | local distribution point | EUR/kWh/h/y | 3.152
[5 empty] | 300795 | DEN HAAG (HAC BV) | industrial point | EUR/kWh/h/y | 2.089
[5 empty] | 300798 | AMSTERDAM (EUROTANK AMSTERDAM BV) | industrial point | EUR/kWh/h/y | 1.656
[5 empty] | 300800 | EUROPOORT (CALDIC BV) | industrial point | EUR/kWh/h/y | 1.58
[5 empty] | 300802 | DUIVENDRECHT (STEDIN) | local distribution point | EUR/kWh/h/y | 2.417
[5 empty] | 300803 | BOTLEK (ODFJELL TERMINALS ROTTERDAM BV) | industrial point | EUR/kWh/h/y | 1.511
[5 empty] | 300804 | BOTLEK (LBC ROTTERDAM BV) | industrial point | EUR/kWh/h/y | 1.511
[5 empty] | 300807 | BOTLEK (JDB ECOTECHNIEK) | industrial point | EUR/kWh/h/y | 1.511
[5 empty] | 300808 | PERNIS (AVR INDUSTRIAL WASTE NV) | industrial point | EUR/kWh/h/y | 1.511
[5 empty] | 300809 | HALFWEG (STEDIN) | local distribution point | EUR/kWh/h/y | 1.912
[5 empty] | 300812 | ABBENBROEK (STEDIN) | local distribution point | EUR/kWh/h/y | 2.942
[5 empty] | 300813 | OUDENHOORN RUIGENDIJK (STEDIN) | local distribution point | EUR/kWh/h/y | 2.844
[5 empty] | 300814 | BOTLEK (AKZO NOBEL INDUSTRIAL CHEM BV) | industrial point | EUR/kWh/h/y | 1.58
[5 empty] | 300816 | BOTLEK (DAMEN VEROLME ROTTERDAM B.V.) | industrial point | EUR/kWh/h/y | 1.511
[5 empty] | 300822 | PG MOERKAPELLE (LIANDER) | local distribution point | EUR/kWh/h/y | 2.215
[5 empty] | 300823 | BERGSCHENHOEK WILD. KADE (STEDIN) | local distribution point | EUR/kWh/h/y | 6.623
[5 empty] | 300825 | AMSTERDAM (NUGRO VOF) | industrial point | EUR/kWh/h/y | 1.489
[5 empty] | 300827 | BOTLEK (ESSO NL BV) | industrial point | EUR/kWh/h/y | 1.497
[5 empty] | 300829 | HAAFTEN (WIENERBERGER HAAFTEN) | industrial point | EUR/kWh/h/y | 2.131
[5 empty] | 300830 | VELSEN (CROWN VAN GELDER NV) | industrial point | EUR/kWh/h/y | 1.714
[5 empty] | 300840 | VUREN (SONAC VUREN BV) | industrial point | EUR/kWh/h/y | 2.131
[5 empty] | 300843 | BOTLEK (SERVICE TERMINAL ROTTERDAM VOF) | industrial point | EUR/kWh/h/y | 1.58
[5 empty] | 300844 | VUREN (XELLA CELLENBETON NL BV) | industrial point | EUR/kWh/h/y | 2.197
[5 empty] | 300846 | KROMMENIE (FORBO FLOORING CORAL NV) | industrial point | EUR/kWh/h/y | 1.472
[5 empty] | 300847 | VELSEN (NUON POWER GENERATION BV) | industrial point | EUR/kWh/h/y | 1.714
[5 empty] | 300851 | AMSTERDAM OCEANENWEG (CARGILL BV) | industrial point | EUR/kWh/h/y | 1.572
[5 empty] | 300852 | AMSTERDAM COENHAVENWEG (BUNGE NETHERLANDS BV) | industrial point | EUR/kWh/h/y | 1.671
[5 empty] | 300854 | ABBEKERK (GRASDROGERIJ HARTOG BV) | industrial point | EUR/kWh/h/y | 1.061
[5 empty] | 300855 | BOTLEK (HOYER NL BV) | industrial point | EUR/kWh/h/y | 1.497
[5 empty] | 300856 | ALKMAAR (NV HVC) | industrial point | EUR/kWh/h/y | 1.303
[5 empty] | 300857 | EUROPOORT (GUNVOR PETROLEUM) | industrial point | EUR/kWh/h/y | 1.654
[5 empty] | 300858 | PERNIS (SHELL NL RAFFINADERIJ BV) | industrial point | EUR/kWh/h/y | 1.497
[5 empty] | 300885 | MOERDIJK (RWE GENERATION NL – WKC VUILVERBRANDING) | industrial point | EUR/kWh/h/y | 3.016
[5 empty] | 300887 | PG MOERDIJK (ENEXIS B.V.) | local distribution point | EUR/kWh/h/y | 3.334
[5 empty] | 300888 | SLUISKIL (YARA BV H-GAS) | industrial point | EUR/kWh/h/y | 2.205
[5 empty] | 300889 | EINDHOVEN (ENNATUURLIJK WKC) | industrial point | EUR/kWh/h/y | 2.217
[5 empty] | 300892 | MOERDIJK (ARDAGH GLASS BV) | industrial point | EUR/kWh/h/y | 3.007
[5 empty] | 300893 | GELEEN (RWE GENERATION NL – WKC SWENTIBOLD) | industrial point | EUR/kWh/h/y | 1.664
[5 empty] | 300895 | SOMEREN (KIEVITSAKKERS BV) | industrial point | EUR/kWh/h/y | 2.209
[5 empty] | 300896 | TEGELEN (WIENERBERGER NARVIK DAKPANNEN) | industrial point | EUR/kWh/h/y | 2.289
[5 empty] | 300899 | OSS (MERCK MSD OSS BV) | industrial point | EUR/kWh/h/y | 1.944
[5 empty] | 300903 | LIESHOUT (BAVARIA NV) | industrial point | EUR/kWh/h/y | 2.17
[5 empty] | 300905 | KERKRADE (E-MAX) | industrial point | EUR/kWh/h/y | 2.521
[5 empty] | 300906 | ROOSENDAAL (SENSUS BV) | industrial point | EUR/kWh/h/y | 2.923
[5 empty] | 300907 | HELMOND (J.A. RAYMAKERS & CO BV) | industrial point | EUR/kWh/h/y | 2.209
[5 empty] | 300908 | KLUNDERT (SHELL NL CHEMIE BV) | industrial point | EUR/kWh/h/y | 2.82
[5 empty] | 300909 | VLISSINGEN (ZEELAND REFINERY) | industrial point | EUR/kWh/h/y | 3.393
[5 empty] | 300910 | TILBURG (FUJIFILM MANUFACTUR. EUROPE BV) | industrial point | EUR/kWh/h/y | 2.202
[5 empty] | 300911 | HELMOND (ENNATUURLIJK SV) | industrial point | EUR/kWh/h/y | 2.209
[5 empty] | 300912 | BORN (FRIESLANDCAMPINA CHEESE) | industrial point | EUR/kWh/h/y | 2.521
[5 empty] | 300916 | PG MAASTRICHT (ENEXIS) | local distribution point | EUR/kWh/h/y | 2.808
[5 empty] | 300923 | PG GRONSVELD (ENEXIS) | local distribution point | EUR/kWh/h/y | 2.992
[5 empty] | 300927 | SITTARD (ENEXIS) | local distribution point | EUR/kWh/h/y | 2.691
[5 empty] | 300940 | TEGELEN (MONIER BV TEGELEN) | industrial point | EUR/kWh/h/y | 2.289
[5 empty] | 300942 | VOERENDAAL (ENEXIS) | local distribution point | EUR/kWh/h/y | 3.009
[5 empty] | 300952 | NUTH (ENEXIS) | local distribution point | EUR/kWh/h/y | 2.877
[5 empty] | 300958 | NEDERWEERT (ENEXIS) | local distribution point | EUR/kWh/h/y | 2.421
[5 empty] | 300965 | OUD GASTEL (ENEXIS) | local distribution point | EUR/kWh/h/y | 3.253
[5 empty] | 300968 | VEGHEL (MARS NEDERLAND BV) | industrial point | EUR/kWh/h/y | 2.17
[5 empty] | 300975 | ROERMOND (SMURFIT KAPPA ROERMOND PAPIER) | industrial point | EUR/kWh/h/y | 2.289
[5 empty] | 300983 | DRUNEN (SAPA PROFILES) | industrial point | EUR/kWh/h/y | 2.17
[5 empty] | 300991 | OOSTRUM (RIXONA BV) | industrial point | EUR/kWh/h/y | 2.111
[5 empty] | 300997 | CUYK (NUTRICIA BV) | industrial point | EUR/kWh/h/y | 1.929
[5 empty] | 300998 | MAASBRACHT (RWE GENERATION NL – CLAUSC H-GAS) | industrial point | EUR/kWh/h/y | 1.799
[5 empty] | 301002 | GEERTRUIDENBERG (RWE GENERATION NL – AMERC) | industrial point | EUR/kWh/h/y | 2.666
[5 empty] | 301006 | DINTELOORD (SUIKERUNIE) | industrial point | EUR/kWh/h/y | 2.82
[5 empty] | 301009 | HELMOND (VLISCO BV) | industrial point | EUR/kWh/h/y | 2.209
[5 empty] | 301013 | ACHT (VDL ETG EINDHOVEN BV) | industrial point | EUR/kWh/h/y | 2.217
[5 empty] | 301014 | OUDENBOSCH (HUNTER DOUGLAS EUROPE BV) | industrial point | EUR/kWh/h/y | 2.82
[5 empty] | 301015 | OEFFELT (STF. ENGELS BV) | industrial point | EUR/kWh/h/y | 1.994
[5 empty] | 301016 | DONGEN (COCA-COLA ENTERPRISES NL BV) | industrial point | EUR/kWh/h/y | 2.202
[5 empty] | 301017 | DONGEN (ARDAGH GLASS DONGEN BV) | industrial point | EUR/kWh/h/y | 2.202
[5 empty] | 301021 | TILBURG (IFF NL BV) | industrial point | EUR/kWh/h/y | 2.202
[5 empty] | 301022 | SON (RENDAC BV) | industrial point | EUR/kWh/h/y | 2.217
[5 empty] | 301024 | BERGEN OP ZOOM (ALLNEX NETHERLANDS BV) | industrial point | EUR/kWh/h/y | 2.941
[5 empty] | 301027 | ETTEN-LEUR (ST-GOBAIN CONSTR.PROD.NED) | industrial point | EUR/kWh/h/y | 2.82
[5 empty] | 301028 | DRUNEN (LDM BV) | industrial point | EUR/kWh/h/y | 2.17
[5 empty] | 301029 | HEDIKHUIZEN (STF. HEDIKHUIZEN BV) | industrial point | EUR/kWh/h/y | 2.17
[5 empty] | 301031 | BREDA (SYNTHOS BREDA BV) | industrial point | EUR/kWh/h/y | 2.559
[5 empty] | 301033 | OSS (UNILEVER BESTFOODS NL) | industrial point | EUR/kWh/h/y | 1.944
[5 empty] | 301034 | BERGEN OP ZOOM (ASFALTPRODUKTIE MIJ BV) | industrial point | EUR/kWh/h/y | 2.941
[5 empty] | 301037 | PG WABEWEST (ENDURIS) | local distribution point | EUR/kWh/h/y | 3.704
[5 empty] | 301038 | SWALMEN (VAN HOUTUM BV) | industrial point | EUR/kWh/h/y | 2.289
[5 empty] | 301039 | BEEK EN DONK (HITMETAL/THIBODRAAD BV) | industrial point | EUR/kWh/h/y | 2.17
[5 empty] | 301040 | ST. OEDENRODE (AHREND PROD. BEDRIJF BV) | industrial point | EUR/kWh/h/y | 2.17
[5 empty] | 301042 | SAS VAN GENT (ROSIER NEDERLAND BV) | industrial point | EUR/kWh/h/y | 3.301
[5 empty] | 301043 | WEERT (TRESPA INTERNATIONAL BV) | industrial point | EUR/kWh/h/y | 2.279
[5 empty] | 301045 | HEERLEN (SIBELCO BENELUX) | industrial point | EUR/kWh/h/y | 2.521
[5 empty] | 301046 | PG SCHOONDIJKE (ENDURIS) | local distribution point | EUR/kWh/h/y | 3.733
[5 empty] | 301049 | PG AXTER (ENDURIS) | local distribution point | EUR/kWh/h/y | 3.635
[5 empty] | 301050 | TERNEUZEN (DOW BENELUX BV) | industrial point | EUR/kWh/h/y | 3.301
[5 empty] | 301051 | MIDDELBURG (EASTMAN CHEMICAL BV) | industrial point | EUR/kWh/h/y | 3.393
[5 empty] | 301052 | PG KRUILAND (ENDURIS) | local distribution point | EUR/kWh/h/y | 3.62
[5 empty] | 301054 | PG HOESAS (ENDURIS) | local distribution point | EUR/kWh/h/y | 3.893
[5 empty] | 301056 | ZONNEMAIRE (ENDURIS) | local distribution point | EUR/kWh/h/y | 2.377
[5 empty] | 301060 | KERKRADE (JINDAL FILMS EUR. KERKRADE BV) | industrial point | EUR/kWh/h/y | 2.521
[5 empty] | 301063 | DEN BOSCH (RWE GENERATION NL - WKC HEINEKEN) | industrial point | EUR/kWh/h/y | 2.024
[5 empty] | 301064 | MAASTRICHT (SAPPI MAASTRICHT BV) | industrial point | EUR/kWh/h/y | 2.591
[5 empty] | 301065 | LANDGRAAF (XELLA CELLENBETON NL BV) | industrial point | EUR/kWh/h/y | 2.521
[5 empty] | 301080 | EMMEN GZI (NAM) | production point | EUR/kWh/h/y | 0.525
[5 empty] | 301097 | ROTTERDAM WESTGAS (NAM) | production point | EUR/kWh/h/y | 1.396
[5 empty] | 301111 | ZELZATE (FLUXYS) | border point | EUR/kWh/h/y | 2.231
[5 empty] | 301113 | EMDEN EPT (GASSCO) | border point | EUR/kWh/h/y | 1.028
[5 empty] | 301114 | GRIJPSKERK (NAM - UGS) | storage | EUR/kWh/h/y | 0.952
[5 empty] | 301116 | NORG (NAM - UGS) | storage | EUR/kWh/h/y | 0.794
[5 empty] | 301118 | ALKMAAR (TAQA - PGI) | storage | EUR/kWh/h/y | 1.076
[5 empty] | 301120 | ALKMAAR (TAQA) | industrial point | EUR/kWh/h/y | 1.562
[5 empty] | 301129 | PG HOLESTEEN (ENDURIS) | local distribution point | EUR/kWh/h/y | 3.597
[5 empty] | 301144 | SLUISKIL (YARA BV-G-GAS) | industrial point | EUR/kWh/h/y | 3.31
[5 empty] | 301148 | GELEEN (UTILITY SUPPORT GROUP BV H_GAS) | industrial point | EUR/kWh/h/y | 1.684
[5 empty] | 301152 | MAASVLAKTE (LYONDELL BAYER MANUF. VOF) | industrial point | EUR/kWh/h/y | 1.562
[5 empty] | 301153 | MAASVLAKTE (UNIPER BENELUX NV UMCL) | industrial point | EUR/kWh/h/y | 1.654
[5 empty] | 301159 | BOEKELO (GROLSCHE BIERBROUWERIJ NEDERLAND BV) | industrial point | EUR/kWh/h/y | 1.64
[5 empty] | 301164 | AMSTERDAM (STARBUCKS MANUF. EMEA BV) | industrial point | EUR/kWh/h/y | 1.489
[5 empty] | 301177 | HOOGEVEEN BUITENVAART (DOC KAAS B.V.) | industrial point | EUR/kWh/h/y | 1.227
[5 empty] | 301178 | BOTLEK (RIJNMOND POWER HOLDING BV) | industrial point | EUR/kWh/h/y | 1.58
[5 empty] | 301180 | BEMMEL (LINGEZEGEN ENERGY B.V. ) | industrial point | EUR/kWh/h/y | 1.892
[5 empty] | 301182 | DE STEEG (FACILITY SERVICES HAVELAND BV) | industrial point | EUR/kWh/h/y | 1.599
[5 empty] | 301184 | ZANDVLIET (FLUXYS-H) | border point | EUR/kWh/h/y | 2.474
[5 empty] | 301185 | OUDE STATENZIJL RENATO (EWE SSO) | storage | EUR/kWh/h/y | 0.71
[5 empty] | 301193 | SCHIEDAM (STEDIN) | local distribution point | EUR/kWh/h/y | 2.243
[5 empty] | 301194 | PG HOUTEN (STEDIN) | local distribution point | EUR/kWh/h/y | 1.827
[5 empty] | 301195 | PG HOOGLAND (STEDIN) | local distribution point | EUR/kWh/h/y | 2.027
[5 empty] | 301196 | PG VEENENDAAL (STEDIN) | local distribution point | EUR/kWh/h/y | 2.078
[5 empty] | 301198 | ENSCHEDE (INNOGY-UGS EPE) | storage | EUR/kWh/h/y | 1.111
[5 empty] | 301199 | BORCULO (FRIESLANDCAMPINA DOMO) | industrial point | EUR/kWh/h/y | 1.716
[5 empty] | 301203 | PG HELDEN (ENEXIS) | local distribution point | EUR/kWh/h/y | 2.266
[5 empty] | 301206 | PG HOOGEVEEN (RENDO) | local distribution point | EUR/kWh/h/y | 1.201
[5 empty] | 301207 | PG ECHTEN (RENDO) | local distribution point | EUR/kWh/h/y | 1.308
[5 empty] | 301220 | PG ALMELO (COTEQ) | local distribution point | EUR/kWh/h/y | 1.447
[5 empty] | 301222 | NG DEN HAAG (STEDIN) | local distribution point | EUR/kWh/h/y | 2.116
[5 empty] | 301230 | PG BERGEN OP ZOOM (ENEXIS) | local distribution point | EUR/kWh/h/y | 3.217
[5 empty] | 301232 | PG BREDA (ENEXIS) | local distribution point | EUR/kWh/h/y | 2.739
[5 empty] | 301233 | PG DONGEN (ENEXIS) | local distribution point | EUR/kWh/h/y | 2.583
[5 empty] | 301234 | PG ETTEN-LEUR (ENEXIS) | local distribution point | EUR/kWh/h/y | 2.967
[5 empty] | 301235 | PG GILZE (ENEXIS) | local distribution point | EUR/kWh/h/y | 2.498
[5 empty] | 301238 | PG VLIJMEN (ENEXIS) | local distribution point | EUR/kWh/h/y | 2.326
[5 empty] | 301239 | PG ARCEN (ENEXIS) | local distribution point | EUR/kWh/h/y | 2.374
[5 empty] | 301240 | PG GELEEN (ENEXIS) | local distribution point | EUR/kWh/h/y | 2.799
[5 empty] | 301241 | PG HEERLEN (ENEXIS) | local distribution point | EUR/kWh/h/y | 2.76
[5 empty] | 301242 | PG HERKENBOSCH (ENEXIS) | local distribution point | EUR/kWh/h/y | 2.675
[5 empty] | 301243 | PG KERKRADE (ENEXIS) | local distribution point | EUR/kWh/h/y | 2.831
[5 empty] | 301244 | PG ROERMOND (ENEXIS) | local distribution point | EUR/kWh/h/y | 2.433
[5 empty] | 301245 | PG VENLO (ENEXIS) | local distribution point | EUR/kWh/h/y | 2.465
[5 empty] | 301246 | PG ASSEN (ENEXIS) | local distribution point | EUR/kWh/h/y | 0.622
[5 empty] | 301248 | PG GRONINGEN STAD (ENEXIS) | local distribution point | EUR/kWh/h/y | 1.085
[5 empty] | 301249 | PG HENGELO (ENEXIS) | local distribution point | EUR/kWh/h/y | 1.59
[5 empty] | 301250 | PG MIDWOLDA (ENEXIS) | local distribution point | EUR/kWh/h/y | 0.934
[5 empty] | 301251 | PG OMMEN (ENEXIS) | local distribution point | EUR/kWh/h/y | 1.385
[5 empty] | 301252 | PG RAALTE (ENEXIS) | local distribution point | EUR/kWh/h/y | 1.473
[5 empty] | 301253 | PG WINSCHOTEN (ENEXIS) | local distribution point | EUR/kWh/h/y | 0.86
[5 empty] | 301254 | PG ZWOLLE (ENEXIS) | local distribution point | EUR/kWh/h/y | 1.465
[5 empty] | 301257 | PG AMSTERDAM (LIANDER) | local distribution point | EUR/kWh/h/y | 1.592
[5 empty] | 301259 | PG ARNHEM (LIANDER) | local distribution point | EUR/kWh/h/y | 1.666
[5 empty] | 301263 | PG DRUTEN (LIANDER) | local distribution point | EUR/kWh/h/y | 2.059
[5 empty] | 301264 | PG EEFDE (LIANDER) | local distribution point | EUR/kWh/h/y | 1.829
[5 empty] | 301265 | PG ELST (LIANDER) | local distribution point | EUR/kWh/h/y | 1.943
[5 empty] | 301271 | PG NIJMEGEN (LIANDER) | local distribution point | EUR/kWh/h/y | 1.786
[5 empty] | 301273 | PG WEZEP (LIANDER) | local distribution point | EUR/kWh/h/y | 1.507
[5 empty] | 301275 | PG ZEVENAAR (LIANDER) | local distribution point | EUR/kWh/h/y | 1.877
[5 empty] | 301304 | MAASVLAKTE (IOI LODERS CROKLAAN OILS BV) | industrial point | EUR/kWh/h/y | 1.566
[5 empty] | 301305 | BLEISWIJK (TUINBOUWCOMBINATIE) | closed distribution point | EUR/kWh/h/y | 2.149
[5 empty] | 301306 | PERNIS (AIR LIQUIDE PERGEN) | industrial point | EUR/kWh/h/y | 1.58
[5 empty] | 301309 | ENSCHEDE (NUON-UGS EPE) | storage | EUR/kWh/h/y | 1.111
[5 empty] | 301312 | ZANDVLIET (WINGAS-H) | border point | EUR/kWh/h/y | 2.474
[5 empty] | 301313 | SPIJK GLD. (WELLMAN RECYCLING) | industrial point | EUR/kWh/h/y | 1.598
[5 empty] | 301319 | DELFZIJL (EVONIK PEROXIDE NL BV) | industrial point | EUR/kWh/h/y | 1.133
[5 empty] | 301320 | ZUIDWENDING (UGS) | storage | EUR/kWh/h/y | 0.46
[5 empty] | 301321 | ROTTERDAM (ALCO ENERGY ROTTERDAM BV) | industrial point | EUR/kWh/h/y | 1.497
[5 empty] | 301323 | PG GROENLO (LIANDER) | local distribution point | EUR/kWh/h/y | 1.691
[5 empty] | 301324 | PG DOETINCHEM (LIANDER) | local distribution point | EUR/kWh/h/y | 1.688
[5 empty] | 301327 | PG OOSTBETUWE (LIANDER) | local distribution point | EUR/kWh/h/y | 1.828
[5 empty] | 301328 | PG HOORN (LIANDER) | local distribution point | EUR/kWh/h/y | 1.017
[5 empty] | 301331 | DELFZIJL (BIO-METHANOL CHEMIE NL BV) | industrial point | EUR/kWh/h/y | 1.133
[5 empty] | 301337 | LELYSTAD (GDF SUEZ ENERGIE NL NV-MAXIMA) | industrial point | EUR/kWh/h/y | 1.75
[5 empty] | 301338 | BOTLEK DISTRIPARK (WESTLAND) | local distribution point | EUR/kWh/h/y | 5.433
[5 empty] | 301343 | ROTTERDAM (EUROMAX TERMINAL) | industrial point | EUR/kWh/h/y | 1.566
[5 empty] | 301344 | ROTTERDAM (ENECOGEN VOF) | industrial point | EUR/kWh/h/y | 1.654
[5 empty] | 301348 | BERGERMEER (TAQA-UGS) | storage | EUR/kWh/h/y | 1.136
[5 empty] | 301354 | NIEUW HINKELOORD (DELTA-ZBL) | industrial point | EUR/kWh/h/y | 2.499
[5 empty] | 301355 | WIERINGERMEER (ENRGIE COMB. W'MEER-RNB) | closed distribution point | EUR/kWh/h/y | 1.061
[5 empty] | 301356 | RIJNMOND (MAASSTROOM ENERGIE CV) | industrial point | EUR/kWh/h/y | 1.58
[5 empty] | 301360 | OUDE STATENZIJL (ETZEL-EKB-H) | storage | EUR/kWh/h/y | 0.71
[5 empty] | 301361 | OUDE STATENZIJL (EWE-H) | storage | EUR/kWh/h/y | 0.71
[5 empty] | 301364 | DEN HAAG (HTM) | industrial point | EUR/kWh/h/y | 2.265
[5 empty] | 301365 | EUROPOORT NECKARWEG (VOPAK TERMINAL BV) | closed distribution point | EUR/kWh/h/y | 1.497
[5 empty] | 301366 | BOTLEK (HUNTSMAN HOLLAND BV) | closed distribution point | EUR/kWh/h/y | 1.511
[5 empty] | 301368 | BOCHOLTZ VETSCHAU (THYSSENGAS) | border point | EUR/kWh/h/y | 1.891
[5 empty] | 301369 | SCHOONEBEEK (NAM) | industrial point | EUR/kWh/h/y | 0.689
[5 empty] | 301374 | BOTLEK (VOPAK TERMINAL BV) | closed distribution point | EUR/kWh/h/y | 1.58
[5 empty] | 301377 | ROZENBURG (AIR LIQUIDE-HERACLES) | industrial point | EUR/kWh/h/y | 1.511
[5 empty] | 301385 | NG WADDINXVEEN (STEDIN) | local distribution point | EUR/kWh/h/y | 2.203
[5 empty] | 301389 | MAASBREE (WAYLAND NOVA BV) | closed distribution point | EUR/kWh/h/y | 2.152
[5 empty] | 301390 | MAASVLAKTE (NESTE OIL NETHERLANDS BV) | industrial point | EUR/kWh/h/y | 1.566
[5 empty] | 301391 | OUDE STATENZIJL (ASTORA JEMGUM) | storage | EUR/kWh/h/y | 0.71
[5 empty] | 301395 | BERGEN OP ZOOM (PHILLIP MORRIS HOLLAND) | industrial point | EUR/kWh/h/y | 2.941
[5 empty] | 301396 | EEMSHAVEN (NUON MAGNUMCENTRALE) | industrial point | EUR/kWh/h/y | 1.223
[5 empty] | 301397 | ENSCHEDE (ENECO-UGS EPE) | storage | EUR/kWh/h/y | 1.111
[5 empty] | 301400 | OUDE STATENZIJL (ETZEL-CRYSTAL-H) | storage | EUR/kWh/h/y | 0.71
[5 empty] | 301401 | OUDE STATENZIJL (ETZEL-FREYA-H) | storage | EUR/kWh/h/y | 0.71
[5 empty] | 301420 | NIEUW VENNEP (LIANDER) | local distribution point | EUR/kWh/h/y | 2.012
[5 empty] | 301427 | ROTTERDAM-AIR PRODUCTS NL BV | industrial point | EUR/kWh/h/y | 1.58
[5 empty] | 301429 | DIEMEN (NUON POWER GENERATION BV) | industrial point | EUR/kWh/h/y | 2.045
[5 empty] | 301431 | STEENDEREN (AVIKO BV) | industrial point | EUR/kWh/h/y | 1.66
[5 empty] | 301432 | NG BRIELLE (STEDIN) | local distribution point | EUR/kWh/h/y | 2.43
[5 empty] | 301433 | NG HEEMSTEDE (STEDIN) | local distribution point | EUR/kWh/h/y | 1.975
[5 empty] | 301434 | NG GOUDA (STEDIN) | local distribution point | EUR/kWh/h/y | 2.169
[5 empty] | 301435 | NG HOEKSE WAARD (STEDIN) | local distribution point | EUR/kWh/h/y | 2.398
[5 empty] | 301436 | NG KRIMPEN (STEDIN) | local distribution point | EUR/kWh/h/y | 2.46
[5 empty] | 301437 | NG LEERDAM (STEDIN) | local distribution point | EUR/kWh/h/y | 2.287
[5 empty] | 301438 | NG NOORD-OOST FRIESLAND (STEDIN) | local distribution point | EUR/kWh/h/y | 1.189
[5 empty] | 301439 | NG HILVERSUM (LIANDER) | local distribution point | EUR/kWh/h/y | 2.135
[5 empty] | 301441 | PERNIS (WILMAR) | industrial point | EUR/kWh/h/y | 1.523
[5 empty] | 301442 | PERNIS (RECYCLING KOMBINATIE REKO BV) | industrial point | EUR/kWh/h/y | 1.523
[5 empty] | 301443 | PERNIS (KOOLE) | industrial point | EUR/kWh/h/y | 1.523
[5 empty] | 301446 | MARKNESSE (ECL NETWERK B.V.) | closed distribution point | EUR/kWh/h/y | 1.421
[5 empty] | 301450 | MAASBRACHT (RWE GENERATION NL – CLAUSC G-GAS) | industrial point | EUR/kWh/h/y | 2.382
[5 empty] | 301451 | OOSTERBIERUM (LAMB WESTON) | industrial point | EUR/kWh/h/y | 1.312
[5 empty] | 301453 | OUDE STATENZIJL (EWE JEMGUM) | storage | EUR/kWh/h/y | 0.71
[5 empty] | 301455 | SLOE (ENDURIS) | local distribution point | EUR/kWh/h/y | 4.005
[5 empty] | 301461 | MAASVLAKTE (PEAKSHAVER PRODUCTIE) | production point | EUR/kWh/h/y | 1.432
[5 empty] | 301470 | BOTLEK (AIR PRODUCTS NL BV) | closed distribution point | EUR/kWh/h/y | 1.58
[5 empty] | 301471 | NG FLEVOLAND (LIANDER) | local distribution point | EUR/kWh/h/y | 1.808
[5 empty] | 301473 | NG APELDOORN (LIANDER) | local distribution point | EUR/kWh/h/y | 1.662
[5 empty] | 301474 | NG SAAKSUM (ENEXIS) | local distribution point | EUR/kWh/h/y | 0.687
[5 empty] | 301475 | NG FRIESLAND ZUID-WEST (LIANDER) | local distribution point | EUR/kWh/h/y | 1.498
[5 empty] | 301476 | NG VOLLENHOVE (ENEXIS) | local distribution point | EUR/kWh/h/y | 1.645
[5 empty] | 301477 | NG NOORDOOSTPOLDER (LIANDER) | local distribution point | EUR/kWh/h/y | 1.352
[5 empty] | 301478 | NG LEEUWARDEN (LIANDER) | local distribution point | EUR/kWh/h/y | 1.558
[5 empty] | 301479 | NG HINDELOOPEN (LIANDER) | local distribution point | EUR/kWh/h/y | 3.741
[5 empty] | 301480 | NG OOSTEREND (LIANDER) | local distribution point | EUR/kWh/h/y | 1.743
[5 empty] | 301481 | NG FRIESLAND ZUID-OOST (LIANDER) | local distribution point | EUR/kWh/h/y | 1.281
[5 empty] | 301482 | NG FRIESLAND NOORD-WEST (LIANDER) | local distribution point | EUR/kWh/h/y | 1.36
[5 empty] | 301483 | NG FRIESLAND MIDDEN (LIANDER) | local distribution point | EUR/kWh/h/y | 1.69
[5 empty] | 301484 | NG WESTSTELLINGWERF (LIANDER) | local distribution point | EUR/kWh/h/y | 1.347
[5 empty] | 301485 | NG VLIELAND (LIANDER) | local distribution point | EUR/kWh/h/y | 2.566
[5 empty] | 301486 | PERNIS (WESTLAND) | local distribution point | EUR/kWh/h/y | 2.157
[5 empty] | 301487 | EUROPOORT (WESTLAND) | local distribution point | EUR/kWh/h/y | 1.993
[5 empty] | 301489 | FRANKRIJKWEG (ENDURIS) | local distribution point | EUR/kWh/h/y | 3.637
[5 empty] | 301496 | NG EINDHOVEN (ENEXIS) | local distribution point | EUR/kWh/h/y | 2.36
[5 empty] | 301497 | NG DEN BOSCH (ENEXIS) | local distribution point | EUR/kWh/h/y | 2.143
[5 empty] | 301498 | NG TILBURG (ENEXIS) | local distribution point | EUR/kWh/h/y | 2.48
[5 empty] | 301499 | MAASHEES (ENEXIS) | local distribution point | EUR/kWh/h/y | 2.746
[5 empty] | 301500 | OEFFELT (ENEXIS) | local distribution point | EUR/kWh/h/y | 2.313
[5 empty] | 301501 | LANDHORST (ENEXIS) | local distribution point | EUR/kWh/h/y | 8.373
[5 empty] | 301502 | MILL (ENEXIS) | local distribution point | EUR/kWh/h/y | 2.182
[5 empty] | 301503 | CUYK (ENEXIS) | local distribution point | EUR/kWh/h/y | 2.06
[5 empty] | 301504 | GRAVE (ENEXIS) | local distribution point | EUR/kWh/h/y | 2.15
[5 empty] | 301505 | SCHIJNDEL (ENEXIS) | local distribution point | EUR/kWh/h/y | 2.348
[5 empty] | 301506 | BEEK EN DONK WEST (ENEXIS) | local distribution point | EUR/kWh/h/y | 2.552
[5 empty] | 301507 | AARLE-RIXTEL (ENEXIS) | local distribution point | EUR/kWh/h/y | 2.626
[5 empty] | 301508 | NG DEURNE (ENEXIS) | local distribution point | EUR/kWh/h/y | 2.273
[5 empty] | 301509 | NG BOXMEER (ENEXIS) | local distribution point | EUR/kWh/h/y | 2.188
[5 empty] | 301510 | NG UDEN-ZEELAND (ENEXIS) | local distribution point | EUR/kWh/h/y | 2.063
[5 empty] | 301512 | NG HELMOND-MILHEEZE-MIERLO (ENEXIS) | local distribution point | EUR/kWh/h/y | 2.356
[5 empty] | 301513 | NG ALKMAAR-DEN HELDER (LIANDER) | local distribution point | EUR/kWh/h/y | 1.143
[5 empty] | 301514 | NG RIJSSENHOUT-BADHOEVEDORP (LIANDER) | local distribution point | EUR/kWh/h/y | 1.989
[5 empty] | 301515 | NG WAARDENBURG-GELDERMALSEN (LIANDER) | local distribution point | EUR/kWh/h/y | 2.214
[5 empty] | 301521 | PG WEERT (ENEXIS) | local distribution point | EUR/kWh/h/y | 2.409
[5 empty] | 301522 | PG WEERT TRANCHEEWEG(ENEXIS) | local distribution point | EUR/kWh/h/y | 3.924
[5 empty] | 301523 | SCHIPHOL WEST (SCHIPHOL GROUP) | local distribution point | EUR/kWh/h/y | 2.068
[5 empty] | 301524 | NG LEIDEN-KATWIJK ALPHEN AD RIJN (LIANDER) | local distribution point | EUR/kWh/h/y | 2.141
[5 empty] | 301525 | DINTELOORD (TUINBOUW DINTELOORD) | closed distribution point | EUR/kWh/h/y | 2.82

## Comparison 2019-2020
Decision: Code amendment decision, with reference number ACM/UIT/506830. Document: Appendix B.5 Tariff model
Comparison tariffs 2019-2020
In this worksheet, ACM gives substance to the requirement in article 30, paragraph 2, sub a) to compare the tariffs to tariffs to those of previous years. ACM compares the tariffs of 2019 to the tariffs of 2020. To ensure a good comparison, ACM uses the all-in tariffs of 2019 as published in the information document of 2019.
Ophalen referentieprijs 2020
Reference prices for entry after adjustments non-gas storage |  |  | EUR/kWh/hour/year, pl 2020 | 1.4276
Reference prices for entry after adjustments gas storage |  |  | EUR/kWh/hour/year, pl 2020 | 0.57102
Reference prices for exit after adjustments non-gas storage |  |  | EUR/kWh/hour/year, pl 2020 | 1.92
Reference prices for exit after adjustments gas storage |  |  | EUR/kWh/hour/year, pl 2020 | 0.76798
Entry points: difference between reference price 2019 and reference price 2020 | [6 empty] | Exit points: difference between reference price 2019 and reference price 2020
Network point ID | Description | Market segment | Unit | Reference price 2019 | Reference price 2020 | Difference (in %) | Network point ID | Description | Market segment | Unit | Reference price 2019 | Reference price 2020 | Difference (in %)
300131 | HILVARENBEEK (FLUXYS) | border point | EUR/kWh/h/y | 1.177 | 1.4276 | 21.29% | 300003 | GOIRLE (DESSO BV) | industrial point | EUR/kWh/h/y | 2.39 | 1.92 | -19.67%
300132 | ZEVENAAR | border point | EUR/kWh/h/y | 1.552 | 1.4276 | -8.018% | 300005 | PG HOOGERHEIDE (ENEXIS B.V.) | local distribution point | EUR/kWh/h/y | 3.229 | 1.92 | -40.54%
300133 | WINTERSWIJK (OGE) | border point | EUR/kWh/h/y | 1.552 | 1.4276 | -8.018% | 300009 | PG GIESSEN (ENEXIS B.V.) | local distribution point | EUR/kWh/h/y | 2.383 | 1.92 | -19.43%
300136 | OUDE STATENZIJL (GTG NORD-G) | border point | EUR/kWh/h/y | 1.256 | 1.4276 | 13.66% | 300011 | ALPHEN NB (ENEXIS B.V.) | local distribution point | EUR/kWh/h/y | 2.594 | 1.92 | -25.98%
300138 | TEGELEN (OGE) | border point | EUR/kWh/h/y | 1.369 | 1.4276 | 4.277% | 300012 | PG OOSTERHOUT (ENEXIS B.V.) | local distribution point | EUR/kWh/h/y | 2.761 | 1.92 | -30.46%
300139 | BOCHOLTZ TENP (OGE - FLX TENP) | border point | EUR/kWh/h/y | 1.177 | 1.4276 | 21.29% | 300016 | TILBURG (AGRISTO BV) | industrial point | EUR/kWh/h/y | 2.202 | 1.92 | -12.81%
300142 | VLIEGHUIS (RWE) | border point | EUR/kWh/h/y | 1.944 | 1.4276 | -26.57% | 300027 | PG GENNEP (ENEXIS) | local distribution point | EUR/kWh/h/y | 2.142 | 1.92 | -10.37%
300143 | S-GRAVENVOEREN (FLUXYS) | border point | EUR/kWh/h/y | 1.177 | 1.4276 | 21.29% | 300039 | HEUSDEN (ENEXIS B.V.) | local distribution point | EUR/kWh/h/y | 2.638 | 1.92 | -27.22%
300144 | OUDE STATENZIJL (GUD-G)[OBEBG] | border point | EUR/kWh/h/y | 1.256 | 1.4276 | 13.66% | 300042 | PG STEENBERGEN (ENEXIS) | local distribution point | EUR/kWh/h/y | 3.236 | 1.92 | -40.67%
300145 | OUDE STATENZIJL (OGE) | border point | EUR/kWh/h/y | 0.998 | 1.4276 | 43.04% | 300043 | PG THONISSE (ENDURIS) | local distribution point | EUR/kWh/h/y | 3.277 | 1.92 | -41.41%
300146 | OUDE STATENZIJL (GUD-H)[OBEBH] | border point | EUR/kWh/h/y | 0.998 | 1.4276 | 43.04% | 300049 | PRINSENBEEK (ENEXIS B.V.) | local distribution point | EUR/kWh/h/y | 2.787 | 1.92 | -31.11%
300147 | OUDE STATENZIJL (GASCADE-H) | border point | EUR/kWh/h/y | 0.998 | 1.4276 | 43.04% | 300050 | ROOSENDAAL (ENEXIS) | local distribution point | EUR/kWh/h/y | 2.844 | 1.92 | -32.49%
301068 | KOEDIJK (TAQA) | production point | EUR/kWh/h/y | 1.826 | 1.4276 | -21.82% | 300052 | ZEVENBERGEN (ENEXIS) | local distribution point | EUR/kWh/h/y | 3.068 | 1.92 | -37.42%
301069 | ANJUM (NAM) | production point | EUR/kWh/h/y | 1.445 | 1.4276 | -1.207% | 300053 | PG SPRUNDEL (ENEXIS B.V.) | local distribution point | EUR/kWh/h/y | 3.07 | 1.92 | -37.46%
301070 | ANNERVEEN (NAM) | production point | EUR/kWh/h/y | 1.342 | 1.4276 | 6.375% | 300057 | HELMOND (NEDSCHROEF HELMOND BV) | industrial point | EUR/kWh/h/y | 2.209 | 1.92 | -13.09%
301071 | BALGZAND (NAM-HC) | production point | EUR/kWh/h/y | 1.786 | 1.4276 | -20.07% | 300060 | MAARHEEZE (PHILIPS LIGHTING BV) | industrial point | EUR/kWh/h/y | 2.279 | 1.92 | -15.75%
301072 | BALGZAND (NAM-LC) | production point | EUR/kWh/h/y | 1.728 | 1.4276 | -17.39% | 300070 | MAASTRICHT (STF. GEBR. KLINKERS BV) | industrial point | EUR/kWh/h/y | 2.591 | 1.92 | -25.9%
301073 | BALGZAND (NAM-NOGAT) | production point | EUR/kWh/h/y | 1.786 | 1.4276 | -20.07% | 300071 | BUDEL (NYRSTAR BV) | industrial point | EUR/kWh/h/y | 2.279 | 1.92 | -15.75%
301074 | BARENDRECHT (NAM) | production point | EUR/kWh/h/y | 1.442 | 1.4276 | -1.002% | 300072 | BUDEL (NEDZINK BV) | industrial point | EUR/kWh/h/y | 2.279 | 1.92 | -15.75%
301075 | BEDUM (NAM) | production point | EUR/kWh/h/y | 1.445 | 1.4276 | -1.207% | 300073 | MAASTRICHT (ENCI BV) | industrial point | EUR/kWh/h/y | 2.64 | 1.92 | -27.27%
301076 | BLIJA (NAM) | production point | EUR/kWh/h/y | 1.342 | 1.4276 | 6.375% | 300074 | DONGEN (TROBAS GELATINE BV) | industrial point | EUR/kWh/h/y | 2.541 | 1.92 | -24.44%
301078 | BOTLEK (NAM) | production point | EUR/kWh/h/y | 1.368 | 1.4276 | 4.354% | 300075 | MEERSSEN (MARSNA PAPER BV) | industrial point | EUR/kWh/h/y | 2.591 | 1.92 | -25.9%
301080 | EMMEN GZI (NAM) | production point | EUR/kWh/h/y | 2.109 | 1.4276 | -32.31% | 300076 | MAASTRICHT (KONINKLIJKE MOSA BV) | industrial point | EUR/kWh/h/y | 2.591 | 1.92 | -25.9%
301082 | BOTLEK (ESSO FLEXICOKER) | production point | EUR/kWh/h/y | 1.368 | 1.4276 | 4.354% | 300078 | MAASTRICHT (O-I MANUFACTURING NL BV) | industrial point | EUR/kWh/h/y | 2.591 | 1.92 | -25.9%
301083 | GAAG (NAM) | production point | EUR/kWh/h/y | 1.368 | 1.4276 | 4.354% | 300081 | BLERICK (NEDRI SPANSTAAL BV) | industrial point | EUR/kWh/h/y | 2.289 | 1.92 | -16.12%
301084 | GARIJP (VERMILION ENERGY) | production point | EUR/kWh/h/y | 1.413 | 1.4276 | 1.03% | 300082 | EIJSDEN (UMICORE NL BV) | industrial point | EUR/kWh/h/y | 2.64 | 1.92 | -27.27%
301085 | GROOTEGAST (NAM) | production point | EUR/kWh/h/y | 1.445 | 1.4276 | -1.207% | 300083 | BEESEL (ST. JORIS KERAMISCHE IND. BV) | industrial point | EUR/kWh/h/y | 2.289 | 1.92 | -16.12%
301086 | GRIJPSKERK (NAM) | production point | EUR/kWh/h/y | 1.524 | 1.4276 | -6.328% | 300085 | SWALMEN (CARGILL BV MALT DIVISION) | industrial point | EUR/kWh/h/y | 2.289 | 1.92 | -16.12%
301088 | HARLINGEN (VERMILION ENERGY) | production point | EUR/kWh/h/y | 1.445 | 1.4276 | -1.207% | 300088 | VEGHEL (FRIESLANDCAMPINA) | industrial point | EUR/kWh/h/y | 2.17 | 1.92 | -11.52%
301089 | KOOTSTERTILLE (NAM) | production point | EUR/kWh/h/y | 1.354 | 1.4276 | 5.433% | 300089 | KESSEL (KLEIWARENFABRIEK JOOSTEN BV) | industrial point | EUR/kWh/h/y | 2.289 | 1.92 | -16.12%
301090 | MAASVLAKTE (TAQA) | production point | EUR/kWh/h/y | 1.368 | 1.4276 | 4.354% | 300090 | EYGELSHOVEN (STF. NIEVELSTEEN BV) | industrial point | EUR/kWh/h/y | 2.521 | 1.92 | -23.84%
301092 | MIDDENMEER (VERMILION ENERGY) | production point | EUR/kWh/h/y | 1.919 | 1.4276 | -25.61% | 300091 | TEGELEN (WIENERBERGER JANSSEN DINGS) | industrial point | EUR/kWh/h/y | 2.289 | 1.92 | -16.12%
301093 | MONSTER (NAM) | production point | EUR/kWh/h/y | 1.368 | 1.4276 | 4.354% | 300092 | WEERT (ROTO SMEETS BV) | industrial point | EUR/kWh/h/y | 2.279 | 1.92 | -15.75%
301094 | UITHUIZEN (NGT) | production point | EUR/kWh/h/y | 1.38 | 1.4276 | 3.446% | 300095 | BEEK (UTILITY SUPPORT GROUP BV G-GAS) | industrial point | EUR/kWh/h/y | 2.521 | 1.92 | -23.84%
301096 | OUDE PEKELA (NAM) | production point | EUR/kWh/h/y | 1.342 | 1.4276 | 6.375% | 300096 | BORN (NEDCAR BV) | industrial point | EUR/kWh/h/y | 2.521 | 1.92 | -23.84%
301097 | ROTTERDAM WESTGAS (NAM) | production point | EUR/kWh/h/y | 1.368 | 1.4276 | 4.354% | 300097 | MAASTRICHT (ANKERPOORT) | industrial point | EUR/kWh/h/y | 2.591 | 1.92 | -25.9%
301098 | GRONINGEN (NAM) | production point | EUR/kWh/h/y | 1.342 | 1.4276 | 6.375% | 300099 | OSS (BALL PACKAGING EUROPE BV) | industrial point | EUR/kWh/h/y | 1.944 | 1.92 | -1.237%
301101 | TEN ARLO (NAM) | production point | EUR/kWh/h/y | 2.109 | 1.4276 | -32.31% | 300100 | EINDHOVEN (DAF TRUCKS NV) | industrial point | EUR/kWh/h/y | 2.209 | 1.92 | -13.09%
301106 | URETERP (NAM) | production point | EUR/kWh/h/y | 1.354 | 1.4276 | 5.433% | 300131 | HILVARENBEEK (FLUXYS) | border point | EUR/kWh/h/y | 2.194 | 1.92 | -12.49%
301107 | VRIES (NAM) | production point | EUR/kWh/h/y | 1.342 | 1.4276 | 6.375% | 300132 | ZEVENAAR | border point | EUR/kWh/h/y | 1.649 | 1.92 | 16.43%
301108 | WAALWIJK (VERMILION) | production point | EUR/kWh/h/y | 1.347 | 1.4276 | 5.98% | 300133 | WINTERSWIJK (OGE) | border point | EUR/kWh/h/y | 1.649 | 1.92 | 16.43%
301109 | WARFFUM (NAM) | production point | EUR/kWh/h/y | 1.342 | 1.4276 | 6.375% | 300136 | OUDE STATENZIJL (GTG NORD-G) | border point | EUR/kWh/h/y | 0.877 | 1.92 | 118.9%
301111 | ZELZATE (FLUXYS) | border point | EUR/kWh/h/y | 1.894 | 1.4276 | -24.63% | 300138 | TEGELEN (OGE) | border point | EUR/kWh/h/y | 2.182 | 1.92 | -12.01%
301113 | EMDEN EPT (GASSCO) | border point | EUR/kWh/h/y | 0.998 | 1.4276 | 43.04% | 300139 | BOCHOLTZ TENP (OGE - FLX TENP) | border point | EUR/kWh/h/y | 1.891 | 1.92 | 1.531%
301114 | GRIJPSKERK (NAM - UGS) | storage | EUR/kWh/h/y | 1.126 | 0.57102 | -49.29% | 300140 | DINXPERLO (BEW) | border point | EUR/kWh/h/y | 1.437 | 1.92 | 33.61%
301116 | NORG (NAM - UGS) | storage | EUR/kWh/h/y | 1.317 | 0.57102 | -56.64% | 300141 | HAANRADE (THYSSENGAS) | border point | EUR/kWh/h/y | 2.403 | 1.92 | -20.1%
301118 | ALKMAAR (TAQA - PGI) | storage | EUR/kWh/h/y | 1.258 | 0.57102 | -54.61% | 300142 | VLIEGHUIS (RWE) | border point | EUR/kWh/h/y | 0.568 | 1.92 | 238%
301184 | ZANDVLIET (FLUXYS-H) | border point | EUR/kWh/h/y | 1.646 | 1.4276 | -13.27% | 300143 | S-GRAVENVOEREN (FLUXYS) | border point | EUR/kWh/h/y | 1.891 | 1.92 | 1.531%
301185 | OUDE STATENZIJL RENATO (EWE SSO) | storage | EUR/kWh/h/y | 1.014 | 0.57102 | -43.69% | 300144 | OUDE STATENZIJL (GUD-G)[OBEBG] | border point | EUR/kWh/h/y | 0.877 | 1.92 | 118.9%
301198 | ENSCHEDE (INNOGY-UGS EPE) | storage | EUR/kWh/h/y | 1.251 | 0.57102 | -54.35% | 300145 | OUDE STATENZIJL (OGE) | border point | EUR/kWh/h/y | 0.901 | 1.92 | 113.1%
301309 | ENSCHEDE (NUON-UGS EPE) | storage | EUR/kWh/h/y | 1.251 | 0.57102 | -54.35% | 300146 | OUDE STATENZIJL (GUD-H)[OBEBH] | border point | EUR/kWh/h/y | 0.901 | 1.92 | 113.1%
301311 | MIDDELIE (NAM) | production point | EUR/kWh/h/y | 1.564 | 1.4276 | -8.724% | 300147 | OUDE STATENZIJL (GASCADE-H) | border point | EUR/kWh/h/y | 0.901 | 1.92 | 113.1%
301320 | ZUIDWENDING (UGS) | storage | EUR/kWh/h/y | 1.068 | 0.57102 | -46.53% | 300150 | ZUTPHEN (AURUBIS NETHERLANDS BV) | industrial point | EUR/kWh/h/y | 1.521 | 1.92 | 26.23%
301345 | ROTTERDAM (GATE) | production point | EUR/kWh/h/y | 1.391 | 1.4276 | 2.628% | 300153 | WIJHE (MEESTER STEGEMAN CV) | industrial point | EUR/kWh/h/y | 1.385 | 1.92 | 38.62%
301348 | BERGERMEER (TAQA-UGS) | storage | EUR/kWh/h/y | 1.213 | 0.57102 | -52.92% | 300161 | PG GASSELTERNIJVEENSCHEMOND (ENEXIS) | local distribution point | EUR/kWh/h/y | 0.621 | 1.92 | 209.2%
301360 | OUDE STATENZIJL (ETZEL-EKB-H) | storage | EUR/kWh/h/y | 1.014 | 0.57102 | -43.69% | 300162 | PG HARDERWIJK (LIANDER) | local distribution point | EUR/kWh/h/y | 2.131 | 1.92 | -9.904%
301361 | OUDE STATENZIJL (EWE-H) | storage | EUR/kWh/h/y | 1.014 | 0.57102 | -43.69% | 300163 | PEIZE (ENEXIS) | local distribution point | EUR/kWh/h/y | 1.401 | 1.92 | 37.04%
301368 | BOCHOLTZ VETSCHAU (THYSSENGAS) | border point | EUR/kWh/h/y | 1.177 | 1.4276 | 21.29% | 300164 | PG RODEN (ENEXIS) | local distribution point | EUR/kWh/h/y | 1.178 | 1.92 | 62.98%
301375 | BRAKEL WIJK&AALBURG (VERMILION) | production point | EUR/kWh/h/y | 1.347 | 1.4276 | 5.98% | 300167 | JOURE (JACOBS DOUWE EGBERTS NL BV) | industrial point | EUR/kWh/h/y | 1.488 | 1.92 | 29.03%
301391 | OUDE STATENZIJL (ASTORA JEMGUM) | storage | EUR/kWh/h/y | 0.959 | 0.57102 | -40.46% | 300168 | PG SCHEEMDERZWAAG (ENEXIS) | local distribution point | EUR/kWh/h/y | 0.739 | 1.92 | 159.8%
301392 | ZWOLLE (NATUURGAS OVERIJSSEL B.V.) | production point | EUR/kWh/h/y | 1.481 | 1.4276 | -3.609% | 300171 | ANGEREN (STF. HUISSENSWAARD BV) | industrial point | EUR/kWh/h/y | 1.892 | 1.92 | 1.477%
301397 | ENSCHEDE (ENECO-UGS EPE) | storage | EUR/kWh/h/y | 1.251 | 0.57102 | -54.35% | 300178 | VROOMSHOOP (COTEQ) | local distribution point | EUR/kWh/h/y | 1.431 | 1.92 | 34.17%
301400 | OUDE STATENZIJL (ETZEL-CRYSTAL-H) | storage | EUR/kWh/h/y | 1.014 | 0.57102 | -43.69% | 300179 | PANNERDEN (WIENERBERGER KIJFWAARD OOST) | industrial point | EUR/kWh/h/y | 1.675 | 1.92 | 14.62%
301401 | OUDE STATENZIJL (ETZEL-FREYA-H) | storage | EUR/kWh/h/y | 1.014 | 0.57102 | -43.69% | 300183 | EMMEN (EMMTEC SERVICES BV) | industrial point | EUR/kWh/h/y | 1.027 | 1.92 | 86.95%
301452 | IJMUIDEN (WINTERSHALL) | production point | EUR/kWh/h/y | 1.826 | 1.4276 | -21.82% | 300189 | LOBITH (WAALSTF. DE BYLANDT BV) | industrial point | EUR/kWh/h/y | 1.598 | 1.92 | 20.15%
301453 | OUDE STATENZIJL (EWE JEMGUM) | storage | EUR/kWh/h/y | 1.014 | 0.57102 | -43.69% | 300191 | NIJVERDAL/HELLENDOORN (ENEXIS) | local distribution point | EUR/kWh/h/y | 1.221 | 1.92 | 57.24%
301454 | MAASVLAKTE Q16 ORANJE NASSAU (ONE) | production point | EUR/kWh/h/y | 1.363 | 1.4276 | 4.736% | 300193 | VRIEZENVEEN (COTEQ) | local distribution point | EUR/kWh/h/y | 1.513 | 1.92 | 26.9%
301461 | MAASVLAKTE (PEAKSHAVER PRODUCTIE) | production point | EUR/kWh/h/y | 1.381 | 1.4276 | 3.371% | 300196 | ZWOLLE (SENSUS BV) | industrial point | EUR/kWh/h/y | 1.561 | 1.92 | 23%
301468 | HEMRIK/DONKERBROEK (TULIP OIL) | production point | EUR/kWh/h/y | 2.017 | 1.4276 | -29.22% | 300197 | FRANEKER (HUHTAMAKI NL BV) | industrial point | EUR/kWh/h/y | 1.324 | 1.92 | 45.01%
[7 empty] | 300200 | FOXHOL (AVEBE BA) | industrial point | EUR/kWh/h/y | 1.149 | 1.92 | 67.1%
[7 empty] | 300201 | HOOGEVEEN ALTEVEERSTRAAT (DOC KAAS B.V.) | industrial point | EUR/kWh/h/y | 1.227 | 1.92 | 56.48%
[7 empty] | 300203 | DELFZIJL (PPG INDUSTRIES CHEMICALS BV) | industrial point | EUR/kWh/h/y | 0.686 | 1.92 | 179.9%
[7 empty] | 300205 | HARDERWIJK (SAPA PROFILES) | industrial point | EUR/kWh/h/y | 1.561 | 1.92 | 23%
[7 empty] | 300210 | APELDOORN (KIWA GASTEC NV) | industrial point | EUR/kWh/h/y | 1.385 | 1.92 | 38.62%
[7 empty] | 300216 | NEEDE (DAWO EPS BV) | industrial point | EUR/kWh/h/y | 1.629 | 1.92 | 17.86%
[7 empty] | 300217 | PG DRACHTEN (LIANDER) | local distribution point | EUR/kWh/h/y | 1.074 | 1.92 | 78.77%
[7 empty] | 300220 | RENKUM (PARENCO BV) | industrial point | EUR/kWh/h/y | 1.969 | 1.92 | -2.491%
[7 empty] | 300221 | EERBEEK (MAYR-MELNHOF EERBEEK BV) | industrial point | EUR/kWh/h/y | 1.689 | 1.92 | 13.67%
[7 empty] | 300222 | OLDENZAAL (COTEQ) | local distribution point | EUR/kWh/h/y | 1.534 | 1.92 | 25.16%
[7 empty] | 300223 | NUNSPEET (NESTLE NL BV) | industrial point | EUR/kWh/h/y | 1.479 | 1.92 | 29.81%
[7 empty] | 300225 | HENGELO (AKZO NOBEL ENERGIE BV) | industrial point | EUR/kWh/h/y | 1.64 | 1.92 | 17.07%
[7 empty] | 300227 | HOOGKERK (SOLIDUS SOLUTIONS BV) | industrial point | EUR/kWh/h/y | 1.149 | 1.92 | 67.1%
[7 empty] | 300231 | COEVORDEN (SOLIDUS SOLUTIONS BV) | industrial point | EUR/kWh/h/y | 1.227 | 1.92 | 56.48%
[7 empty] | 300234 | COEVORDEN (RENDO) | local distribution point | EUR/kWh/h/y | 1.16 | 1.92 | 65.51%
[7 empty] | 300236 | NIJVERDAL (TEN CATE PROTECT BV) | industrial point | EUR/kWh/h/y | 1.315 | 1.92 | 46%
[7 empty] | 300241 | LOCHEM (FRIESLANDCAMPINA) | industrial point | EUR/kWh/h/y | 1.521 | 1.92 | 26.23%
[7 empty] | 300242 | WINSCHOTEN (PHILIPS LIGHTING BV) | industrial point | EUR/kWh/h/y | 0.682 | 1.92 | 181.5%
[7 empty] | 300245 | LOENEN (SMART PACKAGING SOLUTIONS BV) | industrial point | EUR/kWh/h/y | 1.599 | 1.92 | 20.07%
[7 empty] | 300246 | OPHEUSDEN (WIENERBERGER WOLFSWAARD) | industrial point | EUR/kWh/h/y | 1.86 | 1.92 | 3.223%
[7 empty] | 300249 | PG HAREN (ENEXIS) | local distribution point | EUR/kWh/h/y | 1.071 | 1.92 | 79.27%
[7 empty] | 300250 | BERGUM (GDF SUEZ ENERGIE NL NV) | industrial point | EUR/kWh/h/y | 1.157 | 1.92 | 65.94%
[7 empty] | 300251 | DELFZIJL (DOW BENELUX BV) | industrial point | EUR/kWh/h/y | 0.705 | 1.92 | 172.3%
[7 empty] | 300262 | DELFZIJL (AKZO ZOUTCHEMIE) | industrial point | EUR/kWh/h/y | 0.705 | 1.92 | 172.3%
[7 empty] | 300263 | PG DIEREN (LIANDER) | local distribution point | EUR/kWh/h/y | 1.611 | 1.92 | 19.18%
[7 empty] | 300264 | BALKBRUG (RENDO) | local distribution point | EUR/kWh/h/y | 1.28 | 1.92 | 50%
[7 empty] | 300265 | SAPPEMEER (ESKA GRAPHIC BOARD BV) | industrial point | EUR/kWh/h/y | 1.255 | 1.92 | 52.98%
[7 empty] | 300269 | MILLINGEN A/D RIJN (LIANDER) | local distribution point | EUR/kWh/h/y | 2.067 | 1.92 | -7.114%
[7 empty] | 300274 | BEILEN (FRIESLANDCAMPINA DOMO) | industrial point | EUR/kWh/h/y | 0.78 | 1.92 | 146.1%
[7 empty] | 300276 | NUNSPEET (LIANDER) | local distribution point | EUR/kWh/h/y | 1.471 | 1.92 | 30.52%
[7 empty] | 300283 | PG ENSCHEDE (ENEXIS) | local distribution point | EUR/kWh/h/y | 1.576 | 1.92 | 21.82%
[7 empty] | 300285 | NES (STEDIN) | local distribution point | EUR/kWh/h/y | 1.291 | 1.92 | 48.72%
[7 empty] | 300288 | SCHOONEBEEK (ALIANCYS BV) | industrial point | EUR/kWh/h/y | 1.168 | 1.92 | 64.38%
[7 empty] | 300292 | OUDE PEKELA (SOLIDUS SOLUTIONS BV) | industrial point | EUR/kWh/h/y | 0.682 | 1.92 | 181.5%
[7 empty] | 300306 | NIEUWE PEKELA (SMURFIT KAPPA TWINCORR) | industrial point | EUR/kWh/h/y | 0.705 | 1.92 | 172.3%
[7 empty] | 300308 | ERLECOM (WIENERBERGER ERLECOM) | industrial point | EUR/kWh/h/y | 1.704 | 1.92 | 12.67%
[7 empty] | 300309 | DRACHTEN (FENNER DUNLOP BV) | industrial point | EUR/kWh/h/y | 1.108 | 1.92 | 73.28%
[7 empty] | 300311 | HOOGEZAND (ESKA GRAPHIC BOARD BV) | industrial point | EUR/kWh/h/y | 1.255 | 1.92 | 52.98%
[7 empty] | 300314 | AZEWIJN (STF. DE NIJVERHEID BV) | industrial point | EUR/kWh/h/y | 1.771 | 1.92 | 8.411%
[7 empty] | 300319 | PG BUINERVEEN (ENEXIS) | local distribution point | EUR/kWh/h/y | 0.997 | 1.92 | 92.57%
[7 empty] | 300321 | MALDEN (LIANDER) | local distribution point | EUR/kWh/h/y | 2.105 | 1.92 | -8.791%
[7 empty] | 300322 | PG HARDENBERG (COTEQ) | local distribution point | EUR/kWh/h/y | 1.243 | 1.92 | 54.46%
[7 empty] | 300325 | PG KAMPEN (ENEXIS) | local distribution point | EUR/kWh/h/y | 1.438 | 1.92 | 33.52%
[7 empty] | 300328 | VIERVERLATEN (SUIKERUNIE) | industrial point | EUR/kWh/h/y | 1.096 | 1.92 | 75.18%
[7 empty] | 300330 | DINXPERLO (LIANDER) | local distribution point | EUR/kWh/h/y | 1.863 | 1.92 | 3.057%
[7 empty] | 300333 | ENSCHEDE (APOLLO VREDESTEIN) | industrial point | EUR/kWh/h/y | 1.64 | 1.92 | 17.07%
[7 empty] | 300338 | NORG (ENEXIS) | local distribution point | EUR/kWh/h/y | 0.889 | 1.92 | 116%
[7 empty] | 300345 | SLOTEN (SLOTEN BV) | industrial point | EUR/kWh/h/y | 1.685 | 1.92 | 13.94%
[7 empty] | 300348 | LEEK (HUNTER DOUGLAS EUROPE BV) | industrial point | EUR/kWh/h/y | 1.096 | 1.92 | 75.18%
[7 empty] | 300350 | HAAKSBERGEN (ENEXIS) | local distribution point | EUR/kWh/h/y | 1.556 | 1.92 | 23.39%
[7 empty] | 300353 | GROESBEEK (LIANDER) | local distribution point | EUR/kWh/h/y | 2.028 | 1.92 | -5.328%
[7 empty] | 300355 | ZUIDWOLDE (RENDO) | local distribution point | EUR/kWh/h/y | 1.296 | 1.92 | 48.14%
[7 empty] | 300360 | PG HOEVELAKEN (LIANDER) | local distribution point | EUR/kWh/h/y | 2.448 | 1.92 | -21.57%
[7 empty] | 300363 | HAALDEREN (WIENERBERGER BEMMEL) | industrial point | EUR/kWh/h/y | 1.788 | 1.92 | 7.38%
[7 empty] | 300366 | DEEST (STF. VOGELENSANGH) | industrial point | EUR/kWh/h/y | 1.935 | 1.92 | -0.7777%
[7 empty] | 300373 | LOBITH (LIANDER) | local distribution point | EUR/kWh/h/y | 2.097 | 1.92 | -8.443%
[7 empty] | 300375 | WINSCHOTEN (PQ SILICAS BV) | industrial point | EUR/kWh/h/y | 0.682 | 1.92 | 181.5%
[7 empty] | 300378 | DELFZIJL (DELESTO) | industrial point | EUR/kWh/h/y | 1.134 | 1.92 | 69.31%
[7 empty] | 300380 | NIJVERDAL (TEN CATE ADVANCED TEXT. BV) | industrial point | EUR/kWh/h/y | 1.315 | 1.92 | 46%
[7 empty] | 300382 | DELFZIJL (DAMCO ALUMINIUM DELFZIJL) | industrial point | EUR/kWh/h/y | 0.686 | 1.92 | 179.9%
[7 empty] | 300394 | DEVENTER (AKZO NOBEL POLYMER CHEM. BV) | industrial point | EUR/kWh/h/y | 1.443 | 1.92 | 33.05%
[7 empty] | 300400 | APELDOORN (OWENS CORNING VEIL NL BV) | industrial point | EUR/kWh/h/y | 1.385 | 1.92 | 38.62%
[7 empty] | 300405 | HARDERWIJK (KALKZANDSTF. HARDERWIJK BV) | industrial point | EUR/kWh/h/y | 1.561 | 1.92 | 23%
[7 empty] | 300406 | GIESBEEK (LIANDER) | local distribution point | EUR/kWh/h/y | 2.282 | 1.92 | -15.87%
[7 empty] | 300407 | LOSSER (ENEXIS) | local distribution point | EUR/kWh/h/y | 1.621 | 1.92 | 18.44%
[7 empty] | 300412 | ENTER (COTEQ) | local distribution point | EUR/kWh/h/y | 1.606 | 1.92 | 19.55%
[7 empty] | 300420 | ZUTPHEN PARKSTRAAT (LIANDER) | local distribution point | EUR/kWh/h/y | 1.402 | 1.92 | 36.94%
[7 empty] | 300423 | ENSCHEDE (VAN MERKSTEIJN PLASTICS BV) | industrial point | EUR/kWh/h/y | 1.64 | 1.92 | 17.07%
[7 empty] | 300428 | BIDDINGHUIZEN (WALIBI WORLD BV) | industrial point | EUR/kWh/h/y | 1.442 | 1.92 | 33.15%
[7 empty] | 300436 | DOETINCHEM (PAPIERFABRIEK DOETINCHEM BV) | industrial point | EUR/kWh/h/y | 1.771 | 1.92 | 8.411%
[7 empty] | 300437 | OUDE PEKELA (STRATING STEENINDUSTRIE BV) | industrial point | EUR/kWh/h/y | 0.705 | 1.92 | 172.3%
[7 empty] | 300438 | GEESBRUG (RENDO) | local distribution point | EUR/kWh/h/y | 1.254 | 1.92 | 53.11%
[7 empty] | 300443 | HENGELO (OPRA TURBINES BV) | industrial point | EUR/kWh/h/y | 1.64 | 1.92 | 17.07%
[7 empty] | 300444 | RIJSSEN (ENEXIS) | local distribution point | EUR/kWh/h/y | 1.299 | 1.92 | 47.8%
[7 empty] | 300447 | TER APELKANAAL (AVEBE BA) | industrial point | EUR/kWh/h/y | 0.925 | 1.92 | 107.6%
[7 empty] | 300450 | LELYSTAD (WBVR) | industrial point | EUR/kWh/h/y | 1.841 | 1.92 | 4.289%
[7 empty] | 300451 | ENSCHEDE (ENNATUURLIJK WKC) | industrial point | EUR/kWh/h/y | 1.668 | 1.92 | 15.11%
[7 empty] | 300452 | DELFZIJL (LAFARGE GIPS BV) | industrial point | EUR/kWh/h/y | 0.686 | 1.92 | 179.9%
[7 empty] | 300453 | GENDT (STF. DE ZANDBERG BV) | industrial point | EUR/kWh/h/y | 1.704 | 1.92 | 12.67%
[7 empty] | 300464 | LOENEN (SMURFIT KAPPA MNL GOLFKARTON) | industrial point | EUR/kWh/h/y | 1.689 | 1.92 | 13.67%
[7 empty] | 300465 | EERBEEK (SCA DE HOOP ENERGIE BV) | industrial point | EUR/kWh/h/y | 1.689 | 1.92 | 13.67%
[7 empty] | 300467 | SPIJK (LIANDER) | local distribution point | EUR/kWh/h/y | 6.264 | 1.92 | -69.35%
[7 empty] | 300469 | ZUTPHEN DE HOVEN (LIANDER) | local distribution point | EUR/kWh/h/y | 2.168 | 1.92 | -11.44%
[7 empty] | 300486 | VEENDAM (NEDMAG INDUSTRIES BV) | industrial point | EUR/kWh/h/y | 0.959 | 1.92 | 100.2%
[7 empty] | 300487 | HETEREN (WIENERBERGER HETEREN) | industrial point | EUR/kWh/h/y | 1.969 | 1.92 | -2.491%
[7 empty] | 300489 | BAD NIEUWESCHANS (SOLIDUS SOLUTIONS BV) | industrial point | EUR/kWh/h/y | 0.682 | 1.92 | 181.5%
[7 empty] | 300491 | EERBEEK (SANDERS COLDENHOVE) | industrial point | EUR/kWh/h/y | 1.689 | 1.92 | 13.67%
[7 empty] | 300492 | ALMERE (NUON POWER GENERATION B.V.-WKC) | industrial point | EUR/kWh/h/y | 1.93 | 1.92 | -0.5206%
[7 empty] | 300495 | ARNHEM (DE KLEEF BV) | industrial point | EUR/kWh/h/y | 1.771 | 1.92 | 8.411%
[7 empty] | 300500 | PG DEVENTER (ENEXIS) | local distribution point | EUR/kWh/h/y | 1.267 | 1.92 | 51.54%
[7 empty] | 300501 | SCHARSTERBRUG (PHOENIX BV) | industrial point | EUR/kWh/h/y | 1.324 | 1.92 | 45.01%
[7 empty] | 300507 | NIJMEGEN DE OOY (LIANDER) | local distribution point | EUR/kWh/h/y | 2.642 | 1.92 | -27.33%
[7 empty] | 300516 | WORKUM (FRIESLANDCAMPINA CHEESE) | industrial point | EUR/kWh/h/y | 1.394 | 1.92 | 37.73%
[7 empty] | 300524 | ECHTELD (WIENERBERGER SCHIPPERSWAARD BV) | industrial point | EUR/kWh/h/y | 1.935 | 1.92 | -0.7777%
[7 empty] | 300527 | NIJMEGEN (MEAD JOHNSON BV) | industrial point | EUR/kWh/h/y | 1.842 | 1.92 | 4.232%
[7 empty] | 300530 | FARMSUM (ZEOLYST CV) | industrial point | EUR/kWh/h/y | 0.686 | 1.92 | 179.9%
[7 empty] | 300533 | DEEST (WIENERBERGER NARVIK DAKPANNEN) | industrial point | EUR/kWh/h/y | 2.05 | 1.92 | -6.344%
[7 empty] | 300534 | HENGELO (SIEMENS NEDERLAND NV) | industrial point | EUR/kWh/h/y | 1.64 | 1.92 | 17.07%
[7 empty] | 300541 | DELFZIJL (GDF SUEZ ENERGIE NL-EEMS 3-7) | industrial point | EUR/kWh/h/y | 1.164 | 1.92 | 64.94%
[7 empty] | 300542 | GASSELTERNIJVEEN (AVEBE BA) | industrial point | EUR/kWh/h/y | 0.614 | 1.92 | 212.7%
[7 empty] | 300546 | COLLENDOORNERVEEN (GZI NAM BV) | industrial point | EUR/kWh/h/y | 1.168 | 1.92 | 64.38%
[7 empty] | 300549 | HENGELO (TWENCE AFVALSCHEIDING) | industrial point | EUR/kWh/h/y | 1.615 | 1.92 | 18.88%
[7 empty] | 300552 | HARLINGEN (REC BV) | industrial point | EUR/kWh/h/y | 1.382 | 1.92 | 38.93%
[7 empty] | 300555 | BRUMMEN (LIANDER) | local distribution point | EUR/kWh/h/y | 1.573 | 1.92 | 22.06%
[7 empty] | 300556 | SPIJK (BV STF. SPIJK) | industrial point | EUR/kWh/h/y | 1.649 | 1.92 | 16.43%
[7 empty] | 300558 | SUAMEER (SONAC BURGUM BV) | industrial point | EUR/kWh/h/y | 1.108 | 1.92 | 73.28%
[7 empty] | 300564 | PG ZOETERMEER (STEDIN) | local distribution point | EUR/kWh/h/y | 2.169 | 1.92 | -11.48%
[7 empty] | 300569 | PG DELFT (STEDIN) | local distribution point | EUR/kWh/h/y | 2.268 | 1.92 | -15.35%
[7 empty] | 300571 | PG WESTZAAN (LIANDER) | local distribution point | EUR/kWh/h/y | 1.438 | 1.92 | 33.52%
[7 empty] | 300572 | MAASVLAKTE (UNIPER BENELUX NV) | industrial point | EUR/kWh/h/y | 1.654 | 1.92 | 16.08%
[7 empty] | 300573 | MAASVLAKTE (ECT DELTA TERMINAL BV) | industrial point | EUR/kWh/h/y | 1.562 | 1.92 | 22.92%
[7 empty] | 300582 | MAASSLUIS (STEDIN) | local distribution point | EUR/kWh/h/y | 2.315 | 1.92 | -17.06%
[7 empty] | 300585 | PG ZALTBOMMEL (LIANDER) | local distribution point | EUR/kWh/h/y | 2.239 | 1.92 | -14.25%
[7 empty] | 300587 | ROTTERDAM (ENCI BV) | industrial point | EUR/kWh/h/y | 1.497 | 1.92 | 28.25%
[7 empty] | 300591 | PG HAARLEM (LIANDER) | local distribution point | EUR/kWh/h/y | 1.447 | 1.92 | 32.69%
[7 empty] | 300592 | PG AMSTELVEEN (STEDIN) | local distribution point | EUR/kWh/h/y | 1.929 | 1.92 | -0.469%
[7 empty] | 300596 | PG BLEISWIJK (STEDIN) | local distribution point | EUR/kWh/h/y | 2.157 | 1.92 | -10.99%
[7 empty] | 300599 | ZOETERMEER (NUTRICIA BV) | industrial point | EUR/kWh/h/y | 2.149 | 1.92 | -10.66%
[7 empty] | 300600 | PG DORDRECHT (STEDIN) | local distribution point | EUR/kWh/h/y | 2.317 | 1.92 | -17.14%
[7 empty] | 300601 | PG ROTTERDAM (STEDIN) | local distribution point | EUR/kWh/h/y | 2.221 | 1.92 | -13.55%
[7 empty] | 300603 | ROZENBURG (STEDIN) | local distribution point | EUR/kWh/h/y | 2.569 | 1.92 | -25.26%
[7 empty] | 300606 | AMSTERDAM (SONNEBORN BV) | industrial point | EUR/kWh/h/y | 1.75 | 1.92 | 9.712%
[7 empty] | 300611 | KOOG A/D ZAAN (OLAM COCOA) | industrial point | EUR/kWh/h/y | 1.485 | 1.92 | 29.29%
[7 empty] | 300617 | LEIDEN (UNIPER BENELUX NV) | industrial point | EUR/kWh/h/y | 2.258 | 1.92 | -14.97%
[7 empty] | 300620 | UTRECHT (WARMTE NEWCO B.V.) | industrial point | EUR/kWh/h/y | 1.832 | 1.92 | 4.801%
[7 empty] | 300622 | GORINCHEM (PURAC BIOCHEM BV) | industrial point | EUR/kWh/h/y | 2.197 | 1.92 | -12.61%
[7 empty] | 300634 | BOSKOOP (LIANDER) | local distribution point | EUR/kWh/h/y | 2.271 | 1.92 | -15.46%
[7 empty] | 300637 | HILVERSUM DE MEENT (LIANDER) | local distribution point | EUR/kWh/h/y | 2.814 | 1.92 | -31.77%
[7 empty] | 300638 | EUROPOORT (ADM) | industrial point | EUR/kWh/h/y | 1.654 | 1.92 | 16.08%
[7 empty] | 300639 | HOEK VAN HOLLAND (STEDIN) | local distribution point | EUR/kWh/h/y | 2.259 | 1.92 | -15.01%
[7 empty] | 300640 | DORDRECHT (DESCO CV) | industrial point | EUR/kWh/h/y | 2.197 | 1.92 | -12.61%
[7 empty] | 300642 | PURMEREND CANTERWEG (LIANDER) | local distribution point | EUR/kWh/h/y | 1.412 | 1.92 | 35.97%
[7 empty] | 300644 | SASSENHEIM (AKZO NOBEL CAR REFINISHES) | industrial point | EUR/kWh/h/y | 2.221 | 1.92 | -13.55%
[7 empty] | 300645 | DEN HAAG (UNIPER BENELUX NV) | industrial point | EUR/kWh/h/y | 2.265 | 1.92 | -15.23%
[7 empty] | 300648 | ALBLASSERDAM (FNSTEEL BV) | industrial point | EUR/kWh/h/y | 2.197 | 1.92 | -12.61%
[7 empty] | 300649 | EUROPOORT (BP RAFFINADERIJ ROTTERDAM BV) | industrial point | EUR/kWh/h/y | 1.654 | 1.92 | 16.08%
[7 empty] | 300650 | MAURIK (LIANDER) | local distribution point | EUR/kWh/h/y | 2.141 | 1.92 | -10.32%
[7 empty] | 300651 | WASSENAAR (LIANDER) | local distribution point | EUR/kWh/h/y | 2.144 | 1.92 | -10.45%
[7 empty] | 300652 | OUDERKERK A/D AMSTEL (STEDIN) | local distribution point | EUR/kWh/h/y | 2.259 | 1.92 | -15.01%
[7 empty] | 300655 | PG IJMUIDEN (LIANDER) | local distribution point | EUR/kWh/h/y | 1.487 | 1.92 | 29.12%
[7 empty] | 300662 | PG BEVERWIJK (STEDIN) | local distribution point | EUR/kWh/h/y | 1.418 | 1.92 | 35.4%
[7 empty] | 300663 | BOTLEK (AIR LIQUIDE INDUSTRIE BV: SMR) | industrial point | EUR/kWh/h/y | 1.511 | 1.92 | 27.06%
[7 empty] | 300664 | ZOETERWOUDE (HEINEKEN NL BV) | industrial point | EUR/kWh/h/y | 2.18 | 1.92 | -11.93%
[7 empty] | 300665 | BOTLEK (AIR LIQUIDE INDUSTRIE BV: ATR) | industrial point | EUR/kWh/h/y | 1.511 | 1.92 | 27.06%
[7 empty] | 300669 | PG NAALDWIJK (WESTLAND) | local distribution point | EUR/kWh/h/y | 2.174 | 1.92 | -11.69%
[7 empty] | 300670 | MAASVLAKTE DISTRIPARK (STEDIN) | local distribution point | EUR/kWh/h/y | 4.043 | 1.92 | -52.51%
[7 empty] | 300674 | AMSTERDAM (ALBEMARLE CATALYSTS COMPANY) | industrial point | EUR/kWh/h/y | 1.75 | 1.92 | 9.712%
[7 empty] | 300675 | AMSTERDAM (ICL FERTILIZERS EUR.) | industrial point | EUR/kWh/h/y | 1.671 | 1.92 | 14.9%
[7 empty] | 300680 | BOTLEK (VOPAK TERMINAL CHEMIEHAVEN BV) | industrial point | EUR/kWh/h/y | 1.55 | 1.92 | 23.87%
[7 empty] | 300681 | EUROPOORT (EXXON MOBIL CHEMICAL NL BV) | industrial point | EUR/kWh/h/y | 1.654 | 1.92 | 16.08%
[7 empty] | 300683 | ZWIJNDRECHT (UNIMILLS BV) | industrial point | EUR/kWh/h/y | 2.197 | 1.92 | -12.61%
[7 empty] | 300684 | ROTTERDAM (CEREXAGRI BV) | industrial point | EUR/kWh/h/y | 1.584 | 1.92 | 21.21%
[7 empty] | 300685 | AMSTERDAM (NUON POWER GENERATION BV) | industrial point | EUR/kWh/h/y | 1.75 | 1.92 | 9.712%
[7 empty] | 300686 | BOTLEK (CARGILL BV) | industrial point | EUR/kWh/h/y | 1.511 | 1.92 | 27.06%
[7 empty] | 300687 | BOTLEK (AIR LIQUIDE IND. BV: EUROGEN) | industrial point | EUR/kWh/h/y | 1.511 | 1.92 | 27.06%
[7 empty] | 300691 | PG VLAARDINGEN (STEDIN) | local distribution point | EUR/kWh/h/y | 2.292 | 1.92 | -16.23%
[7 empty] | 300692 | OUDENHOORN (FARMFRITES BV) | industrial point | EUR/kWh/h/y | 2.25 | 1.92 | -14.67%
[7 empty] | 300693 | BOTLEK (CLIMAX MOLYBDENUM BV) | industrial point | EUR/kWh/h/y | 1.58 | 1.92 | 21.52%
[7 empty] | 300694 | BOTLEK (ASFALT CENTRALE ROTTERDAM BV) | industrial point | EUR/kWh/h/y | 1.55 | 1.92 | 23.87%
[7 empty] | 300696 | ROTTERDAM (UNIPER BENELUX NV) | industrial point | EUR/kWh/h/y | 2.3 | 1.92 | -16.52%
[7 empty] | 300703 | EEMNES (ASFALTPRODUCTIE DE EEM BV) | industrial point | EUR/kWh/h/y | 2.246 | 1.92 | -14.52%
[7 empty] | 300705 | BEVERWIJK (HHN-SDI) | industrial point | EUR/kWh/h/y | 1.553 | 1.92 | 23.63%
[7 empty] | 300706 | WORMERVEER (LODERS CROKLAAN B.V.) | industrial point | EUR/kWh/h/y | 1.553 | 1.92 | 23.63%
[7 empty] | 300710 | BERGEN NH. (LIANDER) | local distribution point | EUR/kWh/h/y | 1.341 | 1.92 | 43.17%
[7 empty] | 300711 | BOTLEK (CABOT BV) | industrial point | EUR/kWh/h/y | 1.511 | 1.92 | 27.06%
[7 empty] | 300712 | WOERDEN (MONIER BV WOERDEN) | industrial point | EUR/kWh/h/y | 1.94 | 1.92 | -1.033%
[7 empty] | 300713 | BOTLEK (ALUMINIUM & CHEMIE ROTTERDAM BV) | industrial point | EUR/kWh/h/y | 1.584 | 1.92 | 21.21%
[7 empty] | 300716 | EUROPOORT (INDORAMA HOLDINGS ROTTERDAM) | industrial point | EUR/kWh/h/y | 1.566 | 1.92 | 22.6%
[7 empty] | 300719 | EGMOND AAN ZEE (LIANDER) | local distribution point | EUR/kWh/h/y | 1.396 | 1.92 | 37.53%
[7 empty] | 300722 | PUTTERSHOEK (KONINKLIJKE COÖPERATIE COSUN UA) | industrial point | EUR/kWh/h/y | 2.197 | 1.92 | -12.61%
[7 empty] | 300725 | ZWIJNDRECHT (ASHLAND INDUSTRIES NEDERLAND BV) | industrial point | EUR/kWh/h/y | 2.197 | 1.92 | -12.61%
[7 empty] | 300727 | PG ZEIST (STEDIN) | local distribution point | EUR/kWh/h/y | 1.85 | 1.92 | 3.781%
[7 empty] | 300728 | TEXEL (LIANDER) | local distribution point | EUR/kWh/h/y | 1.271 | 1.92 | 51.06%
[7 empty] | 300729 | BOTLEK (RUBIS TERMINAL BV) | industrial point | EUR/kWh/h/y | 1.511 | 1.92 | 27.06%
[7 empty] | 300734 | VLAARDINGEN (UNILEVER R&D) | industrial point | EUR/kWh/h/y | 2.455 | 1.92 | -21.79%
[7 empty] | 300736 | BOTLEK (EMERALD KALAMA CHEMICALS BV) | industrial point | EUR/kWh/h/y | 1.511 | 1.92 | 27.06%
[7 empty] | 300737 | BOTLEK (VALT ASPHALT TERMINALS BV) | industrial point | EUR/kWh/h/y | 1.511 | 1.92 | 27.06%
[7 empty] | 300747 | BOTLEK (ALMATIS BV) | industrial point | EUR/kWh/h/y | 1.58 | 1.92 | 21.52%
[7 empty] | 300748 | VLAARDINGEN (ALIPHOS ROTTERDAM BV) | industrial point | EUR/kWh/h/y | 2.455 | 1.92 | -21.79%
[7 empty] | 300754 | VELSEN NOORD (LIANDER) | local distribution point | EUR/kWh/h/y | 1.876 | 1.92 | 2.343%
[7 empty] | 300755 | VOLENDAM (LIANDER) | local distribution point | EUR/kWh/h/y | 1.455 | 1.92 | 31.96%
[7 empty] | 300758 | MONNICKENDAM (LIANDER) | local distribution point | EUR/kWh/h/y | 1.553 | 1.92 | 23.63%
[7 empty] | 300767 | WORMER (OLAM COCOA) | industrial point | EUR/kWh/h/y | 1.553 | 1.92 | 23.63%
[7 empty] | 300768 | BOTLEK (TRONOX PIGMENTS HOLLAND BV) | industrial point | EUR/kWh/h/y | 1.497 | 1.92 | 28.25%
[7 empty] | 300771 | EUROPOORT (MAATSCHAP EUROPOORT TERMINAL) | industrial point | EUR/kWh/h/y | 1.497 | 1.92 | 28.25%
[7 empty] | 300772 | KROMMENIE (FORBO FLOORING BV) | industrial point | EUR/kWh/h/y | 1.472 | 1.92 | 30.43%
[7 empty] | 300773 | DELFT (DSM FOOD SPECIALTIES BV) | industrial point | EUR/kWh/h/y | 2.265 | 1.92 | -15.23%
[7 empty] | 300779 | IJMUIDEN (TATA STEEL IJMUIDEN BV) | industrial point | EUR/kWh/h/y | 1.813 | 1.92 | 5.899%
[7 empty] | 300784 | SCHIPHOL (FLP NETWERKEN BV) | industrial point | EUR/kWh/h/y | 1.974 | 1.92 | -2.738%
[7 empty] | 300785 | KOOG A/D ZAAN (TATE & LYLE NL BV) | industrial point | EUR/kWh/h/y | 1.485 | 1.92 | 29.29%
[7 empty] | 300786 | EUROPOORT MOEZELWEG (VOPAK TERMINAL BV) | industrial point | EUR/kWh/h/y | 1.58 | 1.92 | 21.52%
[7 empty] | 300790 | MIDDELHARNIS (STEDIN) | local distribution point | EUR/kWh/h/y | 2.375 | 1.92 | -19.16%
[7 empty] | 300791 | EUROPOORT (GREIF NL BV) | industrial point | EUR/kWh/h/y | 1.497 | 1.92 | 28.25%
[7 empty] | 300792 | ROSSUM (LIANDER) | local distribution point | EUR/kWh/h/y | 2.322 | 1.92 | -17.31%
[7 empty] | 300794 | ASPEREN (STEDIN) | local distribution point | EUR/kWh/h/y | 3.152 | 1.92 | -39.09%
[7 empty] | 300795 | DEN HAAG (HAC BV) | industrial point | EUR/kWh/h/y | 2.089 | 1.92 | -8.092%
[7 empty] | 300798 | AMSTERDAM (EUROTANK AMSTERDAM BV) | industrial point | EUR/kWh/h/y | 1.656 | 1.92 | 15.94%
[7 empty] | 300800 | EUROPOORT (CALDIC BV) | industrial point | EUR/kWh/h/y | 1.58 | 1.92 | 21.52%
[7 empty] | 300802 | DUIVENDRECHT (STEDIN) | local distribution point | EUR/kWh/h/y | 2.417 | 1.92 | -20.56%
[7 empty] | 300803 | BOTLEK (ODFJELL TERMINALS ROTTERDAM BV) | industrial point | EUR/kWh/h/y | 1.511 | 1.92 | 27.06%
[7 empty] | 300804 | BOTLEK (LBC ROTTERDAM BV) | industrial point | EUR/kWh/h/y | 1.511 | 1.92 | 27.06%
[7 empty] | 300807 | BOTLEK (JDB ECOTECHNIEK) | industrial point | EUR/kWh/h/y | 1.511 | 1.92 | 27.06%
[7 empty] | 300808 | PERNIS (AVR INDUSTRIAL WASTE NV) | industrial point | EUR/kWh/h/y | 1.511 | 1.92 | 27.06%
[7 empty] | 300809 | HALFWEG (STEDIN) | local distribution point | EUR/kWh/h/y | 1.912 | 1.92 | 0.4159%
[7 empty] | 300812 | ABBENBROEK (STEDIN) | local distribution point | EUR/kWh/h/y | 2.942 | 1.92 | -34.74%
[7 empty] | 300813 | OUDENHOORN RUIGENDIJK (STEDIN) | local distribution point | EUR/kWh/h/y | 2.844 | 1.92 | -32.49%
[7 empty] | 300814 | BOTLEK (AKZO NOBEL INDUSTRIAL CHEM BV) | industrial point | EUR/kWh/h/y | 1.58 | 1.92 | 21.52%
[7 empty] | 300816 | BOTLEK (DAMEN VEROLME ROTTERDAM B.V.) | industrial point | EUR/kWh/h/y | 1.511 | 1.92 | 27.06%
[7 empty] | 300822 | PG MOERKAPELLE (LIANDER) | local distribution point | EUR/kWh/h/y | 2.215 | 1.92 | -13.32%
[7 empty] | 300823 | BERGSCHENHOEK WILD. KADE (STEDIN) | local distribution point | EUR/kWh/h/y | 6.623 | 1.92 | -71.01%
[7 empty] | 300825 | AMSTERDAM (NUGRO VOF) | industrial point | EUR/kWh/h/y | 1.489 | 1.92 | 28.94%
[7 empty] | 300827 | BOTLEK (ESSO NL BV) | industrial point | EUR/kWh/h/y | 1.497 | 1.92 | 28.25%
[7 empty] | 300829 | HAAFTEN (WIENERBERGER HAAFTEN) | industrial point | EUR/kWh/h/y | 2.131 | 1.92 | -9.904%
[7 empty] | 300830 | VELSEN (CROWN VAN GELDER NV) | industrial point | EUR/kWh/h/y | 1.714 | 1.92 | 12.02%
[7 empty] | 300840 | VUREN (SONAC VUREN BV) | industrial point | EUR/kWh/h/y | 2.131 | 1.92 | -9.904%
[7 empty] | 300843 | BOTLEK (SERVICE TERMINAL ROTTERDAM VOF) | industrial point | EUR/kWh/h/y | 1.58 | 1.92 | 21.52%
[7 empty] | 300844 | VUREN (XELLA CELLENBETON NL BV) | industrial point | EUR/kWh/h/y | 2.197 | 1.92 | -12.61%
[7 empty] | 300846 | KROMMENIE (FORBO FLOORING CORAL NV) | industrial point | EUR/kWh/h/y | 1.472 | 1.92 | 30.43%
[7 empty] | 300847 | VELSEN (NUON POWER GENERATION BV) | industrial point | EUR/kWh/h/y | 1.714 | 1.92 | 12.02%
[7 empty] | 300851 | AMSTERDAM OCEANENWEG (CARGILL BV) | industrial point | EUR/kWh/h/y | 1.572 | 1.92 | 22.13%
[7 empty] | 300852 | AMSTERDAM COENHAVENWEG (BUNGE NETHERLANDS BV) | industrial point | EUR/kWh/h/y | 1.671 | 1.92 | 14.9%
[7 empty] | 300854 | ABBEKERK (GRASDROGERIJ HARTOG BV) | industrial point | EUR/kWh/h/y | 1.061 | 1.92 | 80.96%
[7 empty] | 300855 | BOTLEK (HOYER NL BV) | industrial point | EUR/kWh/h/y | 1.497 | 1.92 | 28.25%
[7 empty] | 300856 | ALKMAAR (NV HVC) | industrial point | EUR/kWh/h/y | 1.303 | 1.92 | 47.35%
[7 empty] | 300857 | EUROPOORT (GUNVOR PETROLEUM) | industrial point | EUR/kWh/h/y | 1.654 | 1.92 | 16.08%
[7 empty] | 300858 | PERNIS (SHELL NL RAFFINADERIJ BV) | industrial point | EUR/kWh/h/y | 1.497 | 1.92 | 28.25%
[7 empty] | 300885 | MOERDIJK (RWE GENERATION NL – WKC VUILVERBRANDING) | industrial point | EUR/kWh/h/y | 3.016 | 1.92 | -36.34%
[7 empty] | 300887 | PG MOERDIJK (ENEXIS B.V.) | local distribution point | EUR/kWh/h/y | 3.334 | 1.92 | -42.41%
[7 empty] | 300888 | SLUISKIL (YARA BV H-GAS) | industrial point | EUR/kWh/h/y | 2.205 | 1.92 | -12.93%
[7 empty] | 300889 | EINDHOVEN (ENNATUURLIJK WKC) | industrial point | EUR/kWh/h/y | 2.217 | 1.92 | -13.4%
[7 empty] | 300892 | MOERDIJK (ARDAGH GLASS BV) | industrial point | EUR/kWh/h/y | 3.007 | 1.92 | -36.15%
[7 empty] | 300893 | GELEEN (RWE GENERATION NL – WKC SWENTIBOLD) | industrial point | EUR/kWh/h/y | 1.664 | 1.92 | 15.38%
[7 empty] | 300895 | SOMEREN (KIEVITSAKKERS BV) | industrial point | EUR/kWh/h/y | 2.209 | 1.92 | -13.09%
[7 empty] | 300896 | TEGELEN (WIENERBERGER NARVIK DAKPANNEN) | industrial point | EUR/kWh/h/y | 2.289 | 1.92 | -16.12%
[7 empty] | 300899 | OSS (MERCK MSD OSS BV) | industrial point | EUR/kWh/h/y | 1.944 | 1.92 | -1.237%
[7 empty] | 300903 | LIESHOUT (BAVARIA NV) | industrial point | EUR/kWh/h/y | 2.17 | 1.92 | -11.52%
[7 empty] | 300905 | KERKRADE (E-MAX) | industrial point | EUR/kWh/h/y | 2.521 | 1.92 | -23.84%
[7 empty] | 300906 | ROOSENDAAL (SENSUS BV) | industrial point | EUR/kWh/h/y | 2.923 | 1.92 | -34.32%
[7 empty] | 300907 | HELMOND (J.A. RAYMAKERS & CO BV) | industrial point | EUR/kWh/h/y | 2.209 | 1.92 | -13.09%
[7 empty] | 300908 | KLUNDERT (SHELL NL CHEMIE BV) | industrial point | EUR/kWh/h/y | 2.82 | 1.92 | -31.92%
[7 empty] | 300909 | VLISSINGEN (ZEELAND REFINERY) | industrial point | EUR/kWh/h/y | 3.393 | 1.92 | -43.41%
[7 empty] | 300910 | TILBURG (FUJIFILM MANUFACTUR. EUROPE BV) | industrial point | EUR/kWh/h/y | 2.202 | 1.92 | -12.81%
[7 empty] | 300911 | HELMOND (ENNATUURLIJK SV) | industrial point | EUR/kWh/h/y | 2.209 | 1.92 | -13.09%
[7 empty] | 300912 | BORN (FRIESLANDCAMPINA CHEESE) | industrial point | EUR/kWh/h/y | 2.521 | 1.92 | -23.84%
[7 empty] | 300916 | PG MAASTRICHT (ENEXIS) | local distribution point | EUR/kWh/h/y | 2.808 | 1.92 | -31.63%
[7 empty] | 300923 | PG GRONSVELD (ENEXIS) | local distribution point | EUR/kWh/h/y | 2.992 | 1.92 | -35.83%
[7 empty] | 300927 | SITTARD (ENEXIS) | local distribution point | EUR/kWh/h/y | 2.691 | 1.92 | -28.65%
[7 empty] | 300940 | TEGELEN (MONIER BV TEGELEN) | industrial point | EUR/kWh/h/y | 2.289 | 1.92 | -16.12%
[7 empty] | 300942 | VOERENDAAL (ENEXIS) | local distribution point | EUR/kWh/h/y | 3.009 | 1.92 | -36.19%
[7 empty] | 300952 | NUTH (ENEXIS) | local distribution point | EUR/kWh/h/y | 2.877 | 1.92 | -33.27%
[7 empty] | 300958 | NEDERWEERT (ENEXIS) | local distribution point | EUR/kWh/h/y | 2.421 | 1.92 | -20.7%
[7 empty] | 300965 | OUD GASTEL (ENEXIS) | local distribution point | EUR/kWh/h/y | 3.253 | 1.92 | -40.98%
[7 empty] | 300968 | VEGHEL (MARS NEDERLAND BV) | industrial point | EUR/kWh/h/y | 2.17 | 1.92 | -11.52%
[7 empty] | 300975 | ROERMOND (SMURFIT KAPPA ROERMOND PAPIER) | industrial point | EUR/kWh/h/y | 2.289 | 1.92 | -16.12%
[7 empty] | 300983 | DRUNEN (SAPA PROFILES) | industrial point | EUR/kWh/h/y | 2.17 | 1.92 | -11.52%
[7 empty] | 300991 | OOSTRUM (RIXONA BV) | industrial point | EUR/kWh/h/y | 2.111 | 1.92 | -9.05%
[7 empty] | 300997 | CUYK (NUTRICIA BV) | industrial point | EUR/kWh/h/y | 1.929 | 1.92 | -0.469%
[7 empty] | 300998 | MAASBRACHT (RWE GENERATION NL – CLAUSC H-GAS) | industrial point | EUR/kWh/h/y | 1.799 | 1.92 | 6.723%
[7 empty] | 301002 | GEERTRUIDENBERG (RWE GENERATION NL – AMERC) | industrial point | EUR/kWh/h/y | 2.666 | 1.92 | -27.98%
[7 empty] | 301006 | DINTELOORD (SUIKERUNIE) | industrial point | EUR/kWh/h/y | 2.82 | 1.92 | -31.92%
[7 empty] | 301009 | HELMOND (VLISCO BV) | industrial point | EUR/kWh/h/y | 2.209 | 1.92 | -13.09%
[7 empty] | 301013 | ACHT (VDL ETG EINDHOVEN BV) | industrial point | EUR/kWh/h/y | 2.217 | 1.92 | -13.4%
[7 empty] | 301014 | OUDENBOSCH (HUNTER DOUGLAS EUROPE BV) | industrial point | EUR/kWh/h/y | 2.82 | 1.92 | -31.92%
[7 empty] | 301015 | OEFFELT (STF. ENGELS BV) | industrial point | EUR/kWh/h/y | 1.994 | 1.92 | -3.714%
[7 empty] | 301016 | DONGEN (COCA-COLA ENTERPRISES NL BV) | industrial point | EUR/kWh/h/y | 2.202 | 1.92 | -12.81%
[7 empty] | 301017 | DONGEN (ARDAGH GLASS DONGEN BV) | industrial point | EUR/kWh/h/y | 2.202 | 1.92 | -12.81%
[7 empty] | 301021 | TILBURG (IFF NL BV) | industrial point | EUR/kWh/h/y | 2.202 | 1.92 | -12.81%
[7 empty] | 301022 | SON (RENDAC BV) | industrial point | EUR/kWh/h/y | 2.217 | 1.92 | -13.4%
[7 empty] | 301024 | BERGEN OP ZOOM (ALLNEX NETHERLANDS BV) | industrial point | EUR/kWh/h/y | 2.941 | 1.92 | -34.72%
[7 empty] | 301027 | ETTEN-LEUR (ST-GOBAIN CONSTR.PROD.NED) | industrial point | EUR/kWh/h/y | 2.82 | 1.92 | -31.92%
[7 empty] | 301028 | DRUNEN (LDM BV) | industrial point | EUR/kWh/h/y | 2.17 | 1.92 | -11.52%
[7 empty] | 301029 | HEDIKHUIZEN (STF. HEDIKHUIZEN BV) | industrial point | EUR/kWh/h/y | 2.17 | 1.92 | -11.52%
[7 empty] | 301031 | BREDA (SYNTHOS BREDA BV) | industrial point | EUR/kWh/h/y | 2.559 | 1.92 | -24.97%
[7 empty] | 301033 | OSS (UNILEVER BESTFOODS NL) | industrial point | EUR/kWh/h/y | 1.944 | 1.92 | -1.237%
[7 empty] | 301034 | BERGEN OP ZOOM (ASFALTPRODUKTIE MIJ BV) | industrial point | EUR/kWh/h/y | 2.941 | 1.92 | -34.72%
[7 empty] | 301037 | PG WABEWEST (ENDURIS) | local distribution point | EUR/kWh/h/y | 3.704 | 1.92 | -48.17%
[7 empty] | 301038 | SWALMEN (VAN HOUTUM BV) | industrial point | EUR/kWh/h/y | 2.289 | 1.92 | -16.12%
[7 empty] | 301039 | BEEK EN DONK (HITMETAL/THIBODRAAD BV) | industrial point | EUR/kWh/h/y | 2.17 | 1.92 | -11.52%
[7 empty] | 301040 | ST. OEDENRODE (AHREND PROD. BEDRIJF BV) | industrial point | EUR/kWh/h/y | 2.17 | 1.92 | -11.52%
[7 empty] | 301042 | SAS VAN GENT (ROSIER NEDERLAND BV) | industrial point | EUR/kWh/h/y | 3.301 | 1.92 | -41.84%
[7 empty] | 301043 | WEERT (TRESPA INTERNATIONAL BV) | industrial point | EUR/kWh/h/y | 2.279 | 1.92 | -15.75%
[7 empty] | 301045 | HEERLEN (SIBELCO BENELUX) | industrial point | EUR/kWh/h/y | 2.521 | 1.92 | -23.84%
[7 empty] | 301046 | PG SCHOONDIJKE (ENDURIS) | local distribution point | EUR/kWh/h/y | 3.733 | 1.92 | -48.57%
[7 empty] | 301049 | PG AXTER (ENDURIS) | local distribution point | EUR/kWh/h/y | 3.635 | 1.92 | -47.18%
[7 empty] | 301050 | TERNEUZEN (DOW BENELUX BV) | industrial point | EUR/kWh/h/y | 3.301 | 1.92 | -41.84%
[7 empty] | 301051 | MIDDELBURG (EASTMAN CHEMICAL BV) | industrial point | EUR/kWh/h/y | 3.393 | 1.92 | -43.41%
[7 empty] | 301052 | PG KRUILAND (ENDURIS) | local distribution point | EUR/kWh/h/y | 3.62 | 1.92 | -46.96%
[7 empty] | 301054 | PG HOESAS (ENDURIS) | local distribution point | EUR/kWh/h/y | 3.893 | 1.92 | -50.68%
[7 empty] | 301056 | ZONNEMAIRE (ENDURIS) | local distribution point | EUR/kWh/h/y | 2.377 | 1.92 | -19.23%
[7 empty] | 301060 | KERKRADE (JINDAL FILMS EUR. KERKRADE BV) | industrial point | EUR/kWh/h/y | 2.521 | 1.92 | -23.84%
[7 empty] | 301063 | DEN BOSCH (RWE GENERATION NL - WKC HEINEKEN) | industrial point | EUR/kWh/h/y | 2.024 | 1.92 | -5.141%
[7 empty] | 301064 | MAASTRICHT (SAPPI MAASTRICHT BV) | industrial point | EUR/kWh/h/y | 2.591 | 1.92 | -25.9%
[7 empty] | 301065 | LANDGRAAF (XELLA CELLENBETON NL BV) | industrial point | EUR/kWh/h/y | 2.521 | 1.92 | -23.84%
[7 empty] | 301080 | EMMEN GZI (NAM) | production point | EUR/kWh/h/y | 0.525 | 1.92 | 265.7%
[7 empty] | 301097 | ROTTERDAM WESTGAS (NAM) | production point | EUR/kWh/h/y | 1.396 | 1.92 | 37.53%
[7 empty] | 301111 | ZELZATE (FLUXYS) | border point | EUR/kWh/h/y | 2.231 | 1.92 | -13.94%
[7 empty] | 301113 | EMDEN EPT (GASSCO) | border point | EUR/kWh/h/y | 1.028 | 1.92 | 86.77%
[7 empty] | 301114 | GRIJPSKERK (NAM - UGS) | storage | EUR/kWh/h/y | 0.952 | 0.76798 | -19.33%
[7 empty] | 301116 | NORG (NAM - UGS) | storage | EUR/kWh/h/y | 0.794 | 0.76798 | -3.277%
[7 empty] | 301118 | ALKMAAR (TAQA - PGI) | storage | EUR/kWh/h/y | 1.076 | 0.76798 | -28.63%
[7 empty] | 301120 | ALKMAAR (TAQA) | industrial point | EUR/kWh/h/y | 1.562 | 1.92 | 22.92%
[7 empty] | 301129 | PG HOLESTEEN (ENDURIS) | local distribution point | EUR/kWh/h/y | 3.597 | 1.92 | -46.62%
[7 empty] | 301144 | SLUISKIL (YARA BV-G-GAS) | industrial point | EUR/kWh/h/y | 3.31 | 1.92 | -42%
[7 empty] | 301148 | GELEEN (UTILITY SUPPORT GROUP BV H_GAS) | industrial point | EUR/kWh/h/y | 1.684 | 1.92 | 14.01%
[7 empty] | 301152 | MAASVLAKTE (LYONDELL BAYER MANUF. VOF) | industrial point | EUR/kWh/h/y | 1.562 | 1.92 | 22.92%
[7 empty] | 301153 | MAASVLAKTE (UNIPER BENELUX NV UMCL) | industrial point | EUR/kWh/h/y | 1.654 | 1.92 | 16.08%
[7 empty] | 301159 | BOEKELO (GROLSCHE BIERBROUWERIJ NEDERLAND BV) | industrial point | EUR/kWh/h/y | 1.64 | 1.92 | 17.07%
[7 empty] | 301164 | AMSTERDAM (STARBUCKS MANUF. EMEA BV) | industrial point | EUR/kWh/h/y | 1.489 | 1.92 | 28.94%
[7 empty] | 301177 | HOOGEVEEN BUITENVAART (DOC KAAS B.V.) | industrial point | EUR/kWh/h/y | 1.227 | 1.92 | 56.48%
[7 empty] | 301178 | BOTLEK (RIJNMOND POWER HOLDING BV) | industrial point | EUR/kWh/h/y | 1.58 | 1.92 | 21.52%
[7 empty] | 301180 | BEMMEL (LINGEZEGEN ENERGY B.V. ) | industrial point | EUR/kWh/h/y | 1.892 | 1.92 | 1.477%
[7 empty] | 301182 | DE STEEG (FACILITY SERVICES HAVELAND BV) | industrial point | EUR/kWh/h/y | 1.599 | 1.92 | 20.07%
[7 empty] | 301184 | ZANDVLIET (FLUXYS-H) | border point | EUR/kWh/h/y | 2.474 | 1.92 | -22.39%
[7 empty] | 301185 | OUDE STATENZIJL RENATO (EWE SSO) | storage | EUR/kWh/h/y | 0.71 | 0.76798 | 8.166%
[7 empty] | 301193 | SCHIEDAM (STEDIN) | local distribution point | EUR/kWh/h/y | 2.243 | 1.92 | -14.4%
[7 empty] | 301194 | PG HOUTEN (STEDIN) | local distribution point | EUR/kWh/h/y | 1.827 | 1.92 | 5.088%
[7 empty] | 301195 | PG HOOGLAND (STEDIN) | local distribution point | EUR/kWh/h/y | 2.027 | 1.92 | -5.281%
[7 empty] | 301196 | PG VEENENDAAL (STEDIN) | local distribution point | EUR/kWh/h/y | 2.078 | 1.92 | -7.606%
[7 empty] | 301198 | ENSCHEDE (INNOGY-UGS EPE) | storage | EUR/kWh/h/y | 1.111 | 0.76798 | -30.87%
[7 empty] | 301199 | BORCULO (FRIESLANDCAMPINA DOMO) | industrial point | EUR/kWh/h/y | 1.716 | 1.92 | 11.89%
[7 empty] | 301203 | PG HELDEN (ENEXIS) | local distribution point | EUR/kWh/h/y | 2.266 | 1.92 | -15.27%
[7 empty] | 301206 | PG HOOGEVEEN (RENDO) | local distribution point | EUR/kWh/h/y | 1.201 | 1.92 | 59.86%
[7 empty] | 301207 | PG ECHTEN (RENDO) | local distribution point | EUR/kWh/h/y | 1.308 | 1.92 | 46.79%
[7 empty] | 301220 | PG ALMELO (COTEQ) | local distribution point | EUR/kWh/h/y | 1.447 | 1.92 | 32.69%
[7 empty] | 301222 | NG DEN HAAG (STEDIN) | local distribution point | EUR/kWh/h/y | 2.116 | 1.92 | -9.265%
[7 empty] | 301230 | PG BERGEN OP ZOOM (ENEXIS) | local distribution point | EUR/kWh/h/y | 3.217 | 1.92 | -40.32%
[7 empty] | 301232 | PG BREDA (ENEXIS) | local distribution point | EUR/kWh/h/y | 2.739 | 1.92 | -29.9%
[7 empty] | 301233 | PG DONGEN (ENEXIS) | local distribution point | EUR/kWh/h/y | 2.583 | 1.92 | -25.67%
[7 empty] | 301234 | PG ETTEN-LEUR (ENEXIS) | local distribution point | EUR/kWh/h/y | 2.967 | 1.92 | -35.29%
[7 empty] | 301235 | PG GILZE (ENEXIS) | local distribution point | EUR/kWh/h/y | 2.498 | 1.92 | -23.14%
[7 empty] | 301238 | PG VLIJMEN (ENEXIS) | local distribution point | EUR/kWh/h/y | 2.326 | 1.92 | -17.46%
[7 empty] | 301239 | PG ARCEN (ENEXIS) | local distribution point | EUR/kWh/h/y | 2.374 | 1.92 | -19.13%
[7 empty] | 301240 | PG GELEEN (ENEXIS) | local distribution point | EUR/kWh/h/y | 2.799 | 1.92 | -31.41%
[7 empty] | 301241 | PG HEERLEN (ENEXIS) | local distribution point | EUR/kWh/h/y | 2.76 | 1.92 | -30.44%
[7 empty] | 301242 | PG HERKENBOSCH (ENEXIS) | local distribution point | EUR/kWh/h/y | 2.675 | 1.92 | -28.23%
[7 empty] | 301243 | PG KERKRADE (ENEXIS) | local distribution point | EUR/kWh/h/y | 2.831 | 1.92 | -32.18%
[7 empty] | 301244 | PG ROERMOND (ENEXIS) | local distribution point | EUR/kWh/h/y | 2.433 | 1.92 | -21.09%
[7 empty] | 301245 | PG VENLO (ENEXIS) | local distribution point | EUR/kWh/h/y | 2.465 | 1.92 | -22.11%
[7 empty] | 301246 | PG ASSEN (ENEXIS) | local distribution point | EUR/kWh/h/y | 0.622 | 1.92 | 208.7%
[7 empty] | 301248 | PG GRONINGEN STAD (ENEXIS) | local distribution point | EUR/kWh/h/y | 1.085 | 1.92 | 76.95%
[7 empty] | 301249 | PG HENGELO (ENEXIS) | local distribution point | EUR/kWh/h/y | 1.59 | 1.92 | 20.75%
[7 empty] | 301250 | PG MIDWOLDA (ENEXIS) | local distribution point | EUR/kWh/h/y | 0.934 | 1.92 | 105.6%
[7 empty] | 301251 | PG OMMEN (ENEXIS) | local distribution point | EUR/kWh/h/y | 1.385 | 1.92 | 38.62%
[7 empty] | 301252 | PG RAALTE (ENEXIS) | local distribution point | EUR/kWh/h/y | 1.473 | 1.92 | 30.34%
[7 empty] | 301253 | PG WINSCHOTEN (ENEXIS) | local distribution point | EUR/kWh/h/y | 0.86 | 1.92 | 123.3%
[7 empty] | 301254 | PG ZWOLLE (ENEXIS) | local distribution point | EUR/kWh/h/y | 1.465 | 1.92 | 31.05%
[7 empty] | 301257 | PG AMSTERDAM (LIANDER) | local distribution point | EUR/kWh/h/y | 1.592 | 1.92 | 20.6%
[7 empty] | 301259 | PG ARNHEM (LIANDER) | local distribution point | EUR/kWh/h/y | 1.666 | 1.92 | 15.24%
[7 empty] | 301263 | PG DRUTEN (LIANDER) | local distribution point | EUR/kWh/h/y | 2.059 | 1.92 | -6.753%
[7 empty] | 301264 | PG EEFDE (LIANDER) | local distribution point | EUR/kWh/h/y | 1.829 | 1.92 | 4.973%
[7 empty] | 301265 | PG ELST (LIANDER) | local distribution point | EUR/kWh/h/y | 1.943 | 1.92 | -1.186%
[7 empty] | 301271 | PG NIJMEGEN (LIANDER) | local distribution point | EUR/kWh/h/y | 1.786 | 1.92 | 7.5%
[7 empty] | 301273 | PG WEZEP (LIANDER) | local distribution point | EUR/kWh/h/y | 1.507 | 1.92 | 27.4%
[7 empty] | 301275 | PG ZEVENAAR (LIANDER) | local distribution point | EUR/kWh/h/y | 1.877 | 1.92 | 2.288%
[7 empty] | 301304 | MAASVLAKTE (IOI LODERS CROKLAAN OILS BV) | industrial point | EUR/kWh/h/y | 1.566 | 1.92 | 22.6%
[7 empty] | 301305 | BLEISWIJK (TUINBOUWCOMBINATIE) | closed distribution point | EUR/kWh/h/y | 2.149 | 1.92 | -10.66%
[7 empty] | 301306 | PERNIS (AIR LIQUIDE PERGEN) | industrial point | EUR/kWh/h/y | 1.58 | 1.92 | 21.52%
[7 empty] | 301309 | ENSCHEDE (NUON-UGS EPE) | storage | EUR/kWh/h/y | 1.111 | 0.76798 | -30.87%
[7 empty] | 301312 | ZANDVLIET (WINGAS-H) | border point | EUR/kWh/h/y | 2.474 | 1.92 | -22.39%
[7 empty] | 301313 | SPIJK GLD. (WELLMAN RECYCLING) | industrial point | EUR/kWh/h/y | 1.598 | 1.92 | 20.15%
[7 empty] | 301319 | DELFZIJL (EVONIK PEROXIDE NL BV) | industrial point | EUR/kWh/h/y | 1.133 | 1.92 | 69.46%
[7 empty] | 301320 | ZUIDWENDING (UGS) | storage | EUR/kWh/h/y | 0.46 | 0.76798 | 66.95%
[7 empty] | 301321 | ROTTERDAM (ALCO ENERGY ROTTERDAM BV) | industrial point | EUR/kWh/h/y | 1.497 | 1.92 | 28.25%
[7 empty] | 301323 | PG GROENLO (LIANDER) | local distribution point | EUR/kWh/h/y | 1.691 | 1.92 | 13.54%
[7 empty] | 301324 | PG DOETINCHEM (LIANDER) | local distribution point | EUR/kWh/h/y | 1.688 | 1.92 | 13.74%
[7 empty] | 301327 | PG OOSTBETUWE (LIANDER) | local distribution point | EUR/kWh/h/y | 1.828 | 1.92 | 5.03%
[7 empty] | 301328 | PG HOORN (LIANDER) | local distribution point | EUR/kWh/h/y | 1.017 | 1.92 | 88.79%
[7 empty] | 301331 | DELFZIJL (BIO-METHANOL CHEMIE NL BV) | industrial point | EUR/kWh/h/y | 1.133 | 1.92 | 69.46%
[7 empty] | 301337 | LELYSTAD (GDF SUEZ ENERGIE NL NV-MAXIMA) | industrial point | EUR/kWh/h/y | 1.75 | 1.92 | 9.712%
[7 empty] | 301338 | BOTLEK DISTRIPARK (WESTLAND) | local distribution point | EUR/kWh/h/y | 5.433 | 1.92 | -64.66%
[7 empty] | 301343 | ROTTERDAM (EUROMAX TERMINAL) | industrial point | EUR/kWh/h/y | 1.566 | 1.92 | 22.6%
[7 empty] | 301344 | ROTTERDAM (ENECOGEN VOF) | industrial point | EUR/kWh/h/y | 1.654 | 1.92 | 16.08%
[7 empty] | 301348 | BERGERMEER (TAQA-UGS) | storage | EUR/kWh/h/y | 1.136 | 0.76798 | -32.4%
[7 empty] | 301354 | NIEUW HINKELOORD (DELTA-ZBL) | industrial point | EUR/kWh/h/y | 2.499 | 1.92 | -23.17%
[7 empty] | 301355 | WIERINGERMEER (ENRGIE COMB. W'MEER-RNB) | closed distribution point | EUR/kWh/h/y | 1.061 | 1.92 | 80.96%
[7 empty] | 301356 | RIJNMOND (MAASSTROOM ENERGIE CV) | industrial point | EUR/kWh/h/y | 1.58 | 1.92 | 21.52%
[7 empty] | 301360 | OUDE STATENZIJL (ETZEL-EKB-H) | storage | EUR/kWh/h/y | 0.71 | 0.76798 | 8.166%
[7 empty] | 301361 | OUDE STATENZIJL (EWE-H) | storage | EUR/kWh/h/y | 0.71 | 0.76798 | 8.166%
[7 empty] | 301364 | DEN HAAG (HTM) | industrial point | EUR/kWh/h/y | 2.265 | 1.92 | -15.23%
[7 empty] | 301365 | EUROPOORT NECKARWEG (VOPAK TERMINAL BV) | closed distribution point | EUR/kWh/h/y | 1.497 | 1.92 | 28.25%
[7 empty] | 301366 | BOTLEK (HUNTSMAN HOLLAND BV) | closed distribution point | EUR/kWh/h/y | 1.511 | 1.92 | 27.06%
[7 empty] | 301368 | BOCHOLTZ VETSCHAU (THYSSENGAS) | border point | EUR/kWh/h/y | 1.891 | 1.92 | 1.531%
[7 empty] | 301369 | SCHOONEBEEK (NAM) | industrial point | EUR/kWh/h/y | 0.689 | 1.92 | 178.7%
[7 empty] | 301374 | BOTLEK (VOPAK TERMINAL BV) | closed distribution point | EUR/kWh/h/y | 1.58 | 1.92 | 21.52%
[7 empty] | 301377 | ROZENBURG (AIR LIQUIDE-HERACLES) | industrial point | EUR/kWh/h/y | 1.511 | 1.92 | 27.06%
[7 empty] | 301385 | NG WADDINXVEEN (STEDIN) | local distribution point | EUR/kWh/h/y | 2.203 | 1.92 | -12.85%
[7 empty] | 301389 | MAASBREE (WAYLAND NOVA BV) | closed distribution point | EUR/kWh/h/y | 2.152 | 1.92 | -10.78%
[7 empty] | 301390 | MAASVLAKTE (NESTE OIL NETHERLANDS BV) | industrial point | EUR/kWh/h/y | 1.566 | 1.92 | 22.6%
[7 empty] | 301391 | OUDE STATENZIJL (ASTORA JEMGUM) | storage | EUR/kWh/h/y | 0.71 | 0.76798 | 8.166%
[7 empty] | 301395 | BERGEN OP ZOOM (PHILLIP MORRIS HOLLAND) | industrial point | EUR/kWh/h/y | 2.941 | 1.92 | -34.72%
[7 empty] | 301396 | EEMSHAVEN (NUON MAGNUMCENTRALE) | industrial point | EUR/kWh/h/y | 1.223 | 1.92 | 56.99%
[7 empty] | 301397 | ENSCHEDE (ENECO-UGS EPE) | storage | EUR/kWh/h/y | 1.111 | 0.76798 | -30.87%
[7 empty] | 301400 | OUDE STATENZIJL (ETZEL-CRYSTAL-H) | storage | EUR/kWh/h/y | 0.71 | 0.76798 | 8.166%
[7 empty] | 301401 | OUDE STATENZIJL (ETZEL-FREYA-H) | storage | EUR/kWh/h/y | 0.71 | 0.76798 | 8.166%
[7 empty] | 301420 | NIEUW VENNEP (LIANDER) | local distribution point | EUR/kWh/h/y | 2.012 | 1.92 | -4.575%
[7 empty] | 301427 | ROTTERDAM-AIR PRODUCTS NL BV | industrial point | EUR/kWh/h/y | 1.58 | 1.92 | 21.52%
[7 empty] | 301429 | DIEMEN (NUON POWER GENERATION BV) | industrial point | EUR/kWh/h/y | 2.045 | 1.92 | -6.115%
[7 empty] | 301431 | STEENDEREN (AVIKO BV) | industrial point | EUR/kWh/h/y | 1.66 | 1.92 | 15.66%
[7 empty] | 301432 | NG BRIELLE (STEDIN) | local distribution point | EUR/kWh/h/y | 2.43 | 1.92 | -20.99%
[7 empty] | 301433 | NG HEEMSTEDE (STEDIN) | local distribution point | EUR/kWh/h/y | 1.975 | 1.92 | -2.787%
[7 empty] | 301434 | NG GOUDA (STEDIN) | local distribution point | EUR/kWh/h/y | 2.169 | 1.92 | -11.48%
[7 empty] | 301435 | NG HOEKSE WAARD (STEDIN) | local distribution point | EUR/kWh/h/y | 2.398 | 1.92 | -19.94%
[7 empty] | 301436 | NG KRIMPEN (STEDIN) | local distribution point | EUR/kWh/h/y | 2.46 | 1.92 | -21.95%
[7 empty] | 301437 | NG LEERDAM (STEDIN) | local distribution point | EUR/kWh/h/y | 2.287 | 1.92 | -16.05%
[7 empty] | 301438 | NG NOORD-OOST FRIESLAND (STEDIN) | local distribution point | EUR/kWh/h/y | 1.189 | 1.92 | 61.48%
[7 empty] | 301439 | NG HILVERSUM (LIANDER) | local distribution point | EUR/kWh/h/y | 2.135 | 1.92 | -10.07%
[7 empty] | 301441 | PERNIS (WILMAR) | industrial point | EUR/kWh/h/y | 1.523 | 1.92 | 26.06%
[7 empty] | 301442 | PERNIS (RECYCLING KOMBINATIE REKO BV) | industrial point | EUR/kWh/h/y | 1.523 | 1.92 | 26.06%
[7 empty] | 301443 | PERNIS (KOOLE) | industrial point | EUR/kWh/h/y | 1.523 | 1.92 | 26.06%
[7 empty] | 301446 | MARKNESSE (ECL NETWERK B.V.) | closed distribution point | EUR/kWh/h/y | 1.421 | 1.92 | 35.11%
[7 empty] | 301450 | MAASBRACHT (RWE GENERATION NL – CLAUSC G-GAS) | industrial point | EUR/kWh/h/y | 2.382 | 1.92 | -19.4%
[7 empty] | 301451 | OOSTERBIERUM (LAMB WESTON) | industrial point | EUR/kWh/h/y | 1.312 | 1.92 | 46.34%
[7 empty] | 301453 | OUDE STATENZIJL (EWE JEMGUM) | storage | EUR/kWh/h/y | 0.71 | 0.76798 | 8.166%
[7 empty] | 301455 | SLOE (ENDURIS) | local distribution point | EUR/kWh/h/y | 4.005 | 1.92 | -52.06%
[7 empty] | 301461 | MAASVLAKTE (PEAKSHAVER PRODUCTIE) | production point | EUR/kWh/h/y | 1.432 | 1.92 | 34.07%
[7 empty] | 301470 | BOTLEK (AIR PRODUCTS NL BV) | closed distribution point | EUR/kWh/h/y | 1.58 | 1.92 | 21.52%
[7 empty] | 301471 | NG FLEVOLAND (LIANDER) | local distribution point | EUR/kWh/h/y | 1.808 | 1.92 | 6.192%
[7 empty] | 301473 | NG APELDOORN (LIANDER) | local distribution point | EUR/kWh/h/y | 1.662 | 1.92 | 15.52%
[7 empty] | 301474 | NG SAAKSUM (ENEXIS) | local distribution point | EUR/kWh/h/y | 0.687 | 1.92 | 179.5%
[7 empty] | 301475 | NG FRIESLAND ZUID-WEST (LIANDER) | local distribution point | EUR/kWh/h/y | 1.498 | 1.92 | 28.17%
[7 empty] | 301476 | NG VOLLENHOVE (ENEXIS) | local distribution point | EUR/kWh/h/y | 1.645 | 1.92 | 16.71%
[7 empty] | 301477 | NG NOORDOOSTPOLDER (LIANDER) | local distribution point | EUR/kWh/h/y | 1.352 | 1.92 | 42.01%
[7 empty] | 301478 | NG LEEUWARDEN (LIANDER) | local distribution point | EUR/kWh/h/y | 1.558 | 1.92 | 23.23%
[7 empty] | 301479 | NG HINDELOOPEN (LIANDER) | local distribution point | EUR/kWh/h/y | 3.741 | 1.92 | -48.68%
[7 empty] | 301480 | NG OOSTEREND (LIANDER) | local distribution point | EUR/kWh/h/y | 1.743 | 1.92 | 10.15%
[7 empty] | 301481 | NG FRIESLAND ZUID-OOST (LIANDER) | local distribution point | EUR/kWh/h/y | 1.281 | 1.92 | 49.88%
[7 empty] | 301482 | NG FRIESLAND NOORD-WEST (LIANDER) | local distribution point | EUR/kWh/h/y | 1.36 | 1.92 | 41.17%
[7 empty] | 301483 | NG FRIESLAND MIDDEN (LIANDER) | local distribution point | EUR/kWh/h/y | 1.69 | 1.92 | 13.61%
[7 empty] | 301484 | NG WESTSTELLINGWERF (LIANDER) | local distribution point | EUR/kWh/h/y | 1.347 | 1.92 | 42.54%
[7 empty] | 301485 | NG VLIELAND (LIANDER) | local distribution point | EUR/kWh/h/y | 2.566 | 1.92 | -25.18%
[7 empty] | 301486 | PERNIS (WESTLAND) | local distribution point | EUR/kWh/h/y | 2.157 | 1.92 | -10.99%
[7 empty] | 301487 | EUROPOORT (WESTLAND) | local distribution point | EUR/kWh/h/y | 1.993 | 1.92 | -3.665%
[7 empty] | 301489 | FRANKRIJKWEG (ENDURIS) | local distribution point | EUR/kWh/h/y | 3.637 | 1.92 | -47.21%
[7 empty] | 301496 | NG EINDHOVEN (ENEXIS) | local distribution point | EUR/kWh/h/y | 2.36 | 1.92 | -18.65%
[7 empty] | 301497 | NG DEN BOSCH (ENEXIS) | local distribution point | EUR/kWh/h/y | 2.143 | 1.92 | -10.41%
[7 empty] | 301498 | NG TILBURG (ENEXIS) | local distribution point | EUR/kWh/h/y | 2.48 | 1.92 | -22.58%
[7 empty] | 301499 | MAASHEES (ENEXIS) | local distribution point | EUR/kWh/h/y | 2.746 | 1.92 | -30.08%
[7 empty] | 301500 | OEFFELT (ENEXIS) | local distribution point | EUR/kWh/h/y | 2.313 | 1.92 | -16.99%
[7 empty] | 301501 | LANDHORST (ENEXIS) | local distribution point | EUR/kWh/h/y | 8.373 | 1.92 | -77.07%
[7 empty] | 301502 | MILL (ENEXIS) | local distribution point | EUR/kWh/h/y | 2.182 | 1.92 | -12.01%
[7 empty] | 301503 | CUYK (ENEXIS) | local distribution point | EUR/kWh/h/y | 2.06 | 1.92 | -6.798%
[7 empty] | 301504 | GRAVE (ENEXIS) | local distribution point | EUR/kWh/h/y | 2.15 | 1.92 | -10.7%
[7 empty] | 301505 | SCHIJNDEL (ENEXIS) | local distribution point | EUR/kWh/h/y | 2.348 | 1.92 | -18.23%
[7 empty] | 301506 | BEEK EN DONK WEST (ENEXIS) | local distribution point | EUR/kWh/h/y | 2.552 | 1.92 | -24.77%
[7 empty] | 301507 | AARLE-RIXTEL (ENEXIS) | local distribution point | EUR/kWh/h/y | 2.626 | 1.92 | -26.89%
[7 empty] | 301508 | NG DEURNE (ENEXIS) | local distribution point | EUR/kWh/h/y | 2.273 | 1.92 | -15.53%
[7 empty] | 301509 | NG BOXMEER (ENEXIS) | local distribution point | EUR/kWh/h/y | 2.188 | 1.92 | -12.25%
[7 empty] | 301510 | NG UDEN-ZEELAND (ENEXIS) | local distribution point | EUR/kWh/h/y | 2.063 | 1.92 | -6.934%
[7 empty] | 301512 | NG HELMOND-MILHEEZE-MIERLO (ENEXIS) | local distribution point | EUR/kWh/h/y | 2.356 | 1.92 | -18.51%
[7 empty] | 301513 | NG ALKMAAR-DEN HELDER (LIANDER) | local distribution point | EUR/kWh/h/y | 1.143 | 1.92 | 67.97%
[7 empty] | 301514 | NG RIJSSENHOUT-BADHOEVEDORP (LIANDER) | local distribution point | EUR/kWh/h/y | 1.989 | 1.92 | -3.471%
[7 empty] | 301515 | NG WAARDENBURG-GELDERMALSEN (LIANDER) | local distribution point | EUR/kWh/h/y | 2.214 | 1.92 | -13.28%
[7 empty] | 301521 | PG WEERT (ENEXIS) | local distribution point | EUR/kWh/h/y | 2.409 | 1.92 | -20.3%
[7 empty] | 301522 | PG WEERT TRANCHEEWEG(ENEXIS) | local distribution point | EUR/kWh/h/y | 3.924 | 1.92 | -51.07%
[7 empty] | 301523 | SCHIPHOL WEST (SCHIPHOL GROUP) | local distribution point | EUR/kWh/h/y | 2.068 | 1.92 | -7.159%
[7 empty] | 301524 | NG LEIDEN-KATWIJK ALPHEN AD RIJN (LIANDER) | local distribution point | EUR/kWh/h/y | 2.141 | 1.92 | -10.32%
[7 empty] | 301525 | DINTELOORD (TUINBOUW DINTELOORD) | closed distribution point | EUR/kWh/h/y | 2.82 | 1.92 | -31.92%